## Summary
GENERAL INFORMATION
| Project: | Mercy - Barkley Family Housing |  |  |  |  | Building: | 4 over 1
| Location: | Barkley Village, Bellingham, WA |  |  |  |  | Building Data: | 97900 | SF
| Wage Rages | WA State Residential/Market |  |  |  |  | ELC | 9300 | SF
[7 empty] | Parking | 5600 | SF
[7 empty] | Residential | 83000 | SF
| A/E Team: | RMC |  |  |  |  | Work Type:
| Design Phase: | Schematic Design |  |  |  |  | Drawings: | RMC | Dated | 2020-12-11
| Budget Date: | 2021-01-14
9.499%
[16 empty] | Parking Garage |  |  |  | Residential |  |  |  | ELC |  |  |  | Totals
DIVISION | DIVISION OF WORK DESCRIPTION |  |  |  | PARKING GARAGE | RESIDENTIAL | ELC CORE & SHELL | ELC TI | TOTAL | COST / SQFT | Previous Est 10/25/20 | Variance | COST RATIO | COST RATIO | Div | Prev Est | DD Est | Difference | Div | Prev Est | DD Est | Difference | Div | Prev Est | DD Est | Difference | Div | Prev Est | DD Est | Difference
01 | Equipment (Tower Crane, Forklift, Etc) |  |  |  | 0 | 202063 | 18188 | 0 | 220251 | 2.2498 | 214251 | 6000 | 1.144% |  | 01 | 0 | 0 | 0 | 01 | 193609 | 202063 | 8454 | 01 | 20642 | 18188 | -2454 | 01 | 214251 | 220251 | 6000
02 | Existing Conditions |  |  |  | 0 | 25000 | 0 | 0 | 25000 | 0.25536 | 25001 | -1 | 0.1299% |  | 02 | 0 | 0 | 0 | 02 | 22592 | 25000 | 2408 | 02 | 2409 | 0 | -2409 | 02 | 25001 | 25000 | -1
03 | Concrete |  |  |  | 344875 | 777955 | 14270 | 0 | 1137100 | 11.6149 | 1181510 | -44410 | 5.907% |  | 03 | 233140 | 344875 | 111735 | 03 | 863016 | 777955 | -85061 | 03 | 85354 | 14270 | -71084 | 03 | 1181510 | 1137100 | -44410
04 | Masonry |  |  |  | 0 | 0 | 0 | 0 | 0 | 0 | 0 | 0 | 0% |  | 04 | 0 | 0 | 0 | 04 | 0 | 0 | 0 | 04 | 0 | 0 | 0 | 04 | 0 | 0 | 0
05 | Metals |  |  |  | 0 | 140640 | 272500 | 0 | 413140 | 4.22 | 160236 | 252904 | 2.146% |  | 05 | 0 | 0 | 0 | 05 | 145814 | 140640 | -5174 | 05 | 14422 | 272500 | 258078 | 05 | 160236 | 413140 | 252904
06 | Woods, Plastics & Composites |  |  |  | 0 | 1973624 | 93925 | 80950 | 2148499 | 21.9459 | 2266940 | -118441 | 11.16% |  | 06 | 0 | 0 | 0 | 06 | 2040246 | 1973624 | -66622 | 06 | 226694 | 174875 | -51819 | 06 | 2266940 | 2148499 | -118441
07 | Thermal & Moisture Protection |  |  |  | 55500 | 1713020 | 211056 | 10733 | 1990309 | 20.33 | 1908019 | 82290 | 10.34% |  | 07 | 39312 | 55500 | 16188 | 07 | 1551026 | 1713020 | 161994 | 07 | 317681 | 221789 | -95892 | 07 | 1908019 | 1990309 | 82290
08 | Openings |  |  |  | 24000 | 1039850 | 115300 | 38100 | 1217250 | 12.4336 | 1088736 | 128514 | 6.323% |  | 08 | 0 | 24000 | 24000 | 08 | 958087 | 1039850 | 81763 | 08 | 130649 | 153400 | 22751 | 08 | 1088736 | 1217250 | 128514
09 | Finishes |  |  |  | 0 | 1728449 | 61950 | 152185 | 1942584 | 19.8425 | 1762303 | 180281 | 10.09% |  | 09 | 0 | 0 | 0 | 09 | 1497957 | 1728449 | 230492 | 09 | 264346 | 214135 | -50211 | 09 | 1762303 | 1942584 | 180281
10 | Specialties & Signage |  |  |  | 0 | 151580 | 0 | 27050 | 178630 | 1.8246 | 161661 | 16969 | 0.9279% |  | 10 | 0 | 0 | 0 | 10 | 122862 | 151580 | 28718 | 10 | 38799 | 27050 | -11749 | 10 | 161661 | 178630 | 16969
11 | Equipment |  |  |  | 0 | 199000 | 0 | 16000 | 215000 | 2.1961 | 244000 | -29000 | 1.117% |  | 11 | 0 | 0 | 0 | 11 | 194000 | 199000 | 5000 | 11 | 50000 | 16000 | -34000 | 11 | 244000 | 215000 | -29000
12 | Furnishings |  |  |  | 0 | 454310 | 0 | 111325 | 565635 | 5.7777 | 537276 | 28359 | 2.938% |  | 12 | 15000 | 0 | -15000 | 12 | 470048 | 454310 | -15738 | 12 | 52228 | 111325 | 59097 | 12 | 537276 | 565635 | 28359
13 | Playgroung Equipment |  |  |  | 0 | 0 | 0 | 100000 | 100000 | 1.0215 | 100000 | 0 | 0.5195% |  | 13 | 0 | 0 | 0 | 13 | 0 | 0 | 0 | 13 | 100000 | 100000 | 0 | 13 | 100000 | 100000 | 0
14 | Conveying Equipment |  |  |  | 0 | 289800 | 32200 | 0 | 322000 | 3.2891 | 313709 | 8291 | 1.673% |  | 14 | 0 | 0 | 0 | 14 | 282338 | 289800 | 7462 | 14 | 31371 | 32200 | 829 | 14 | 313709 | 322000 | 8291
21 | Fire Suppression |  |  |  | 16800 | 249000 | 27900 | 13950 | 307650 | 3.1425 | 276294 | 31356 | 1.598% |  | 21 | 0 | 16800 | 16800 | 21 | 243138 | 249000 | 5862 | 21 | 33156 | 41850 | 8694 | 21 | 276294 | 307650 | 31356
22 | Plumbing |  |  |  | 25000 | 1253730 | 278100 | 370650 | 1927480 | 19.6883 | 1796000 | 131480 | 10.01% |  | 22 | 25000 | 25000 | 0 | 22 | 1115730 | 1253730 | 138000 | 22 | 655720 | 648750 | -6970 | 22 | 1796000 | 1927480 | 131480
23 | HVAC |  |  |  | 30000 | ABV | ABV | ABV | 30000 | 0.30644 | 30000 | 0 | 0.1558% |  | 23 | 30000 | 30000 | 0 | 23 | In Div 22 | In Div 22 | 0 | 23 | In Div 22 | In Div 22 | 0 | 23 | 30000 | 30000 | 0
26 | Electrical |  |  |  | 14025 | 1165000 | 53500 | 175750 | 1408275 | 14.3848 | 1418000 | -9725 | 7.315% |  | 26 | 32000 | 14025 | -17975 | 26 | 997920 | 1165000 | 167080 | 26 | 388080 | 229250 | -158830 | 26 | 1418000 | 1408275 | -9725
31 | Earthwork |  |  |  | 127260 | 1008700 | 0 | 0 | 1135960 | 11.6033 | 1230850 | -94890 | 5.901% |  | 31 | 125750 | 127260 | 1510 | 31 | 994590 | 1008700 | 14110 | 31 | 110510 | 0 | -110510 | 31 | 1230850 | 1135960 | -94890
32 | Exterior Improvements |  |  |  | 4500 | 400675 | 98575 | 0 | 503750 | 5.1456 | 411969 | 91781 | 2.617% |  | 32 | 4500 | 4500 | 0 | 32 | 362647 | 400675 | 38028 | 32 | 44822 | 98575 | 53753 | 32 | 411969 | 503750 | 91781
33 | Utilities |  |  |  | 0 | IN DIV 31 | 0 | 0 | 0 | 0 | 0 | 0 | 0% |  | 33 | 0 | 0 | 0 | 33 | In Div 31 | IN DIV 31 | -- | 33 | In Div 31 | 0 | -- | 33 | 0 | 0 | --
0
|  |  |  | SUBTOTAL → | 641960 | 12772396 | 1277464 | 1096693 | 15788513 | 161.2718 | 15126755 | 661758 | 82.02% |  | Subtotal | 504702 | 641960 | 137258 | Subtotal | 12055620 | 12772396 | 716776 | Subtotal | 2566883 | 2374157 | -192726 | Subtotal | 15126755 | 15788513 | 661758
Bonds, Insurance, Taxes, & Permits |  |  |  |  | 22124 | 281101.3518 | 28115.0739 | 24136.5743 | 355477 | 3.631 | 351885 | 3592 | 1.847% |  | Bonds, Insurance, Taxes, & Permits | 14843 | 22124 | 7281 | Bonds, Insurance, Taxes, & Permits | 306708 | 281101.3518 | -25606.6482 | Bonds, Insurance, Taxes, & Permits | 30334 | 52251.6482 | 21917.6482 | Bonds, Insurance, Taxes, & Permits | 351885 | 355477 | 3592
Project Management & Administration |  |  |  |  | 44700 | 277430.6658 | 27747.9408 | 23821.3934 | 373700 | 3.8172 | 373700 | 0 | 1.941% |  | Project Management & Administration | 44700 | 44700 | 0 | Project Management & Administration | 299390 | 277430.6658 | -21959.3342 | Project Management & Administration | 29610 | 51569.3342 | 21959.3342 | Project Management & Administration | 373700 | 373700 | 0
Field Supervision & Support |  |  |  |  | 151875 | 843022.4085 | 84317.052 | 72385.5394 | 1151600 | 11.763 | 1158455 | -6855 | 5.982% |  | Field Supervision & Support | 147928 | 151875 | 3947 | Field Supervision & Support | 919579 | 843022.4085 | -76556.5915 | Field Supervision & Support | 90948 | 156702.5915 | 65754.5915 | Field Supervision & Support | 1158455 | 1151600 | -6855
Construction Permits |  |  | By Owner |  | 0 | 0 | 0 | 0 | 0 | 0 | 0 | 0 | 0% |  | Construction Permits | 0 | 0 | 0 | Construction Permits | 0 | 0 | 0 | Construction Permits | 0 | 0 | 0 | Construction Permits | 0 | 0 | 0
Utility Connection Fees |  |  | By Owner |  | 0 | 0 | 0 | 0 | 0 | 0 | 0 | 0 | 0% |  | Utility Connection Fees | 0 | 0 | 0 | Utility Connection Fees | 0 | 0 | 0 | Utility Connection Fees | 0 | 0 | 0 | Utility Connection Fees | 0 | 0 | 0
Contractor's Fee |  |  |  | 3.95% | 33996.0305 | 559871.0418 | 55996.9406 | 48072.942 | 697936.955 | 7.1291 | 671926.4025 | 26010.5525 | 3.626% |  | Contractor's Fee | 28130.8335 | 33996.0305 | 5865.197 | Contractor's Fee | 536461 | 559871.0418 | 23410.0418 | Contractor's Fee | 107334.3375 | 104069.8827 | -3264.4548 | Contractor's Fee | 671926.4025 | 697936.955 | 26010.5525
Design & Estimating Contingency |  |  |  | 5% | 43032.95 | 708697.5213 | 70882.2033 | 60851.8254 | 883464.5 | 9.0242 | 1677137 | -793672.5 | 4.589% |  | Design & Estimating Contingency | 60534.705 | 43032.95 | -17501.755 | Design & Estimating Contingency | 1385630 | 708697.5213 | -676932.4787 | Design & Estimating Contingency | 230972.625 | 131734.0287 | -99238.5963 | Design & Estimating Contingency | 1677137 | 883464.5 | -793672.5
[12 empty] | 0 |  |  |  | -- |  |  |  | -- | [7 empty] | --
|  |  |  | TOTAL CONSTRUCTION BUDGET* → | 937688 | 15442519 | 1544523 | 1325961 | 19250691 | 196.6363 | 19359858 | -109167 | 100% |  | Total | 800839 | 937688 | 136849 | Total | 15503388 | 15442519 | -60869 | Total | 3056082 | 2870484 | -185598 | Total | 19359859 | 19250691 | -109168
*Excludes State Sales Tax
This budget reflects probable construction costs for this project at the time this budget was created. Information found in this document is
developed through standard industry wide practice, professional experience and information available at the time of it's creation. This budget
represents fair value of the project and is not a prediction of market place bidding. Since Dawson Construction has no control over labor
rates, cost of material, equipment, or subcontractor pricing we cannot guarantee the bids and proposals will not vary from the information
found in this document.
|  |  |  | Cross Check | 0.05 | 0.052485 | -0.27006 | -0.33242
Design Drawing Budget Summary

## Parking Garage
[14 empty] | (less allocated) | ALLW
[7 empty] | 75 | [5 empty] | Plug | 0 | B/O | 0
Bid Item | Phase | Description | Quantity | U/M | Unit Labor | Est. MH's | MH Dollars | Unit Mat'l | Mat'l Dollars | Equip. Dollars | Subcontract Unit | Subcontract | (P) | Line Subtotal | NIC | Allocated OH&P | Total | Unit Quantity | Unit Dollar | Comments | Unit Weight | Weight | Unit Freight C/WT. | Freight
| 03.1100 | Concrete | 1075 | CY |  | SUB | SUB |  | SUB |  |  | 344875 |  | 344875 |  | 0 | 344875 |  | 0 |  |  | 0 |  | 0
03 Total |  | Division 3 Subtotal | [11 empty] | 344875
| 07.1001 | Below Grade Waterproofing | 3000 | SF |  | SUB | SUB |  | SUB |  | 13 | 39000 |  | 39000 |  | 0 | 39000 |  | 0 |  |  | 0 |  | 0
| 07.2100 | Ceiling Insulation | 5500 | SF |  | SUB | SUB |  | SUB |  | 3 | 16500 |  | 16500 |  | 0 | 16500 |  | 0 |  |  | 0 |  | 0
07 Total |  | Division 7 Subtotal | [11 empty] | 55500
| 08.3300 | Overhead Coiling Door | 160 | SF |  | SUB | SUB |  | SUB |  | 150 | 24000 |  | 24000 |  | 0 | 24000 |  | 0 |  |  | 0 |  | 0
08 Total |  | Division 8 Subtotal | [11 empty] | 24000
| 21.0000 | Fire Suppression | 5600 | SF |  | SUB | SUB |  | SUB |  | 3 | 16800 |  | 16800 |  | 0 | 16800 |  | 0 |  |  | 0 |  | 0
21 Total |  | Division 21 Subtotal | [11 empty] | 16800
| 22.0000 | Plumbing | 1 | LS |  | SUB | SUB |  | SUB |  |  | 25000 |  | 25000 |  | 0 | 25000 |  | 0 |  |  | 0 |  | 0
22 Total |  | Division 22 Subtotal | [11 empty] | 25000
| 23.0000 | HVAC | 1 | LS |  | SUB | SUB |  | SUB |  |  | 30000 |  | 30000 |  | 0 | 30000 |  | 0 |  |  | 0 |  | 0
23 Total |  | Division 23 Subtotal | [11 empty] | 30000
| 26.0000 | Electrical | 1 | LS |  | SUB | SUB |  | SUB |  |  | 14025 |  | 14025 |  | 0 | 14025 |  | 0 |  |  | 0 |  | 0
26 Total |  | Division 26 Subtotal | [11 empty] | 14025
| 31.0000 | Earthwork | 1 | LS |  | SUB | SUB |  | SUB |  |  | 127260 |  | 127260 |  | 0 | 127260 |  | 0 |  |  | 0 |  | 0
31 Total |  | Division 31 Subtotal | [11 empty] | 127260
| 32.1713 | Wheel Stops & Pavement Markings | 1 | LS |  | SUB | SUB |  | SUB |  |  | 4500 |  | 4500 |  | 0 | 4500 |  | 0 |  |  | 0 |  | 0
32 Total |  | Division 32 Subtotal | [11 empty] | 4500
01.1 | 006113 | Performance & Payment Bond | 1304400 | DLR |  | -- | -- | 0.0049 | 6392 |  |  | -- |  | 6392
01.1 | 006214 | Insurance - Liability | 1200000 | DLR |  | -- | -- | 0.0067 | 8040 |  |  | -- |  | 8040
01.1 | 006215 | Insurance - Builders Risk | 1200000 | DLR |  | -- | -- |  | -- |  |  | -- |  | -- | B/O
01.1 | 014102 | Tax - State Business | 1200000 | DLR |  | -- | -- | 0.00471 | 5652 |  |  | -- |  | 5652
01.1 | 014103 | Tax - City | 1200000 | DLR |  | -- | -- | 0.0017 | 2040 |  |  | -- |  | 2040
01.1 | 014126 | Permits | 1 | LS |  | -- | -- |  | -- |  |  | -- |  | -- | B/O
01.1 | 011800 | Utility Hook-Up Fees | 1 | LS |  | -- | -- |  | -- |  |  | -- |  | -- | B/O
01.1 | 014529 | Testing Laboratory Services | 1 | LS |  | -- | -- |  | -- |  |  | -- |  | -- | B/O
01.1 Total |  | BONDS/INSURANCE/TAXES & PERMITS SUBTOTAL | [11 empty] | 22124
01.2 | 013100.01 | Senior Project Manager ( 50 MH/MO x 2 MO = 100 ) | 100 | MH |  | -- | -- | 115 | 11500 |  |  | -- |  | 11500
01.2 | 013102 | Assistant Project Manager ( 180 MH/MO x 2 MO = 360 ) | 360 | MH |  | -- | -- | 80 | 28800 |  |  | -- |  | 28800
01.2 | 013106 | Project Administrator ( 40 MH/MO x 2 MO = 80 ) | 80 | MH |  | -- | -- | 55 | 4400 |  |  | -- |  | 4400
01.2 Total |  | PROJECT MANAGEMENT & ADMINISTRATION SUBTOTAL | [11 empty] | 44700
01.3 | 013101 | Supervision ( 215 MH/MO x 1.5 MO = 325 ) | 325 | MH |  | -- | -- | 115 | 37375 |  |  | -- |  | 37375
01.3 | 013510 | QC / Safety Administration | 1200000 | DLR |  | -- | -- | 0.004 | 4800 |  |  | -- |  | 4800
01.3 | 013510 | Safety | 2 | MO | 10 | 20 | 1500 | 250 | 500 |  |  | -- |  | 2000
01.3 | 015001 | Yard Labor | 20 | MH |  | -- | -- | 55 | 1100 |  |  | -- |  | 1100
01.3 | 015100 | Temporary Water | 2 | MO | 8 | 16 | 1200 | 800 | 1600 |  |  | -- |  | 2800
01.3 | 015113 | Temporary Electricity | 2 | MO | 8 | 16 | 1200 | 1200 | 2400 |  |  | -- |  | 3600
01.3 | 015119 | Temporary Heat & Dryout | 2 | MO | 60 | 120 | 9000 | 1500 | 3000 | 25000 |  | -- |  | 37000
01.3 | 015126 | Temporary Lighting | 2 | MO | 20 | 40 | 3000 | 1000 | 2000 |  |  | -- |  | 5000
01.3 | 015130 | Temporary Communications & IT | 1200000 | DLR |  | -- | -- | 0.006 | 7200 |  |  | -- |  | 7200
01.3 | 015140 | Temporary Security | 2 | MO |  | -- | -- |  | 10000 |  |  | -- |  | 10000
01.3 | 015213 | Field Offices and Sheds (Office $225/MO, Container $300/MO) | 2 | MO |  | 40 | 3000 | 525 | 1050 |  |  | -- |  | 4050
01.3 | 015219 | Sanitary Facilities | 2 | MO |  | -- | -- | 800 | 1600 |  |  | -- |  | 1600
01.3 | 015453 | Pickup Truck | 2 | MO |  | -- | -- | 1300 | 2600 |  |  | -- |  | 2600
01.3 | 015459 | Equipment - Fuel & Maintenance | 2 | MO | 2 | 4 | 300 | 700 | 1400 |  |  | -- |  | 1700
01.3 | 015460 | PM - IT & Vehicle | 2 | MO |  | -- | -- | 500 | 1000 |  |  | -- |  | 1000
01.3 | 015465 | Tool Rental | 1 | LS |  | -- | -- |  | 1750 |  |  | -- |  | 1750
01.3 | 015626 | Temporary Fencing | 1175 | LF |  | 15 | 1125 | 1 | 1175 |  |  | -- |  | 2300
01.3 | 016501 | Material & Equipment Handling | 2 | MO | 30 | 60 | 4500 |  | -- |  |  | -- |  | 4500
01.3 | 017112 | Mob and Demob | 1 | LS | 20 | 20 | 1500 |  | 5000 |  |  | -- |  | 6500
01.3 | 017125 | Site Layout | 1 | LS | 20 | 20 | 1500 | 2000 | 2000 |  |  | -- |  | 3500
01.3 | 017125 | Total Station | 1 | LS |  | 0 | 0 |  | 2000 |  |  | -- |  | 2000
01.3 | 017413 | Progress Cleaning | 2 | MO | 20 | 40 | 3000 | 500 | 1000 |  |  | -- |  | 4000
01.3 | 017419 | Garbage Dump | 2 | MO | 10 | 20 | 1500 | 2000 | 4000 |  |  | -- |  | 5500
01.3 Total |  | FIELD SUPERVISION AND SUPPORT SUBTOTAL | [11 empty] | 151875
Grand Total | [13 empty] | 860659
[6 empty] | 0 | 0 |  | 0 |  |  | 0 |  | 0 |  | 0 | 0 |  | 0 |  |  | 0 |  | 0
[6 empty] | 0 | 0 |  | 0 |  |  | 0 |  | 0 |  | 0 | 0 |  | 0 |  |  | 0 |  | 0
[6 empty] | 0 | 0 |  | 0 |  |  | 0 |  | 0 |  | 0 | 0 |  | 0 |  |  | 0 |  | 0
[6 empty] | 0 | 0 |  | 0 |  |  | 0 |  | 0 |  | 0 | 0 |  | 0 |  |  | 0 |  | 0
|  | TOTAL |  |  |  | 431 | 32325 |  | 161374 | 25000 |  | 641960 |  | 860659 | [7 empty] | 0 |  | 0
[23 empty] | FUEL SURCHARGE | 0
[9 empty] | CROSSCHECK: | OK
0
[5 empty] | TOTAL MANHOURS | 431
[5 empty] | TOTAL SF OF BLDG | 5600 | [5 empty] | ADD / DEDUCT
|  | GC's | 218699 |  | MHRS PER SF | 0.076964 | [5 empty] | SUBTOTAL |  | 860659
|  | GENERAL CONDITIONS | 23.32% | [8 empty] | FEE | 3.95% | 33996
|  | ADMINISTRATION & MANAGEMENT LABOR (PM, PE & PA) | 4.767% |  | $ / SF | 167.4443 | [5 empty] | DIRECT O.H. ADJUSTMENT
|  | Parking Garage | 5600 | SF | 5.72% | [6 empty] | DESIGN & ESTIMATING CONTINGENCY | 5% | 43032.95
|  | Basement | 4500 | SF | 4.597%
|  | Level 1 - ELC | 9300 | SF | 9.499% | [6 empty] | ESTIMATE TOTAL |  | 937687.95
|  | Level 1 - Residential | 13450 | SF | 13.74%
|  | Level 2 | 21700 | SF | 22.17%
|  | Level 3 | 21700 | SF | 22.17%
|  | Level 4 | 21650 | SF | 22.11%
|  | Total SF | 97900 | SF
BID ITEM 999 TOTAL
Adjust
|  | Total to be Allocated | 0
Total
Adjust (not allocating)
|  | Less Allocated | 0
|  | Base Less Allocated | 0

## PG SOV
Phase | Description | Quantity | U/M | Line Subtotal | ** | Comments
03.1100 | Concrete | 1075 | CY | 344875 | 0
0 | Division 3 Subtotal | 0 | 0 | 344875 | 0
07.1001 | Below Grade Waterproofing | 3000 | SF | 39000 | 0
07.2100 | Ceiling Insulation | 5500 | SF | 16500 | 0
0 | Division 7 Subtotal | 0 | 0 | 55500 | 0
08.3300 | Overhead Coiling Door | 160 | SF | 24000 | 0
0 | Division 8 Subtotal | 0 | 0 | 24000 | 0
21.0000 | Fire Suppression | 5600 | SF | 16800 | 0
0 | Division 21 Subtotal | 0 | 0 | 16800 | 0
22.0000 | Plumbing | 1 | LS | 25000 | 0
0 | Division 22 Subtotal | 0 | 0 | 25000 | 0
23.0000 | HVAC | 1 | LS | 30000 | 0
0 | Division 23 Subtotal | 0 | 0 | 30000 | 0
26.0000 | Electrical | 1 | LS | 14025 | 0
0 | Division 26 Subtotal | 0 | 0 | 14025 | 0
31.0000 | Earthwork | 1 | LS | 127260 | 0
0 | Division 31 Subtotal | 0 | 0 | 127260 | 0
32.1713 | Wheel Stops & Pavement Markings | 1 | LS | 4500 | 0
0 | Division 32 Subtotal | 0 | 0 | 4500 | 0
0 | BONDS/INSURANCE/TAXES & PERMITS SUBTOTAL | 0 | 0 | 22124 | 0
0 | PROJECT MANAGEMENT & ADMINISTRATION SUBTOTAL | 0 | 0 | 44700 | 0
0 | FIELD SUPERVISION AND SUPPORT SUBTOTAL | 0 | 0 | 151875 | 0
0 | SUBTOTAL | 0 | 0 | 860659 | 0
0 | FEE | 3.95% | 0 | 33996 | 0
0 | DESIGN & ESTIMATING CONTINGENCY | 5% | 0 | 43032.95 | 0
0 | 0 | 0 | 0 | 0 | 0
| ESTIMATE TOTAL | 0 | 0 | 937687.95
| 0 | 0 | 0 | 0
| 0 | 0 | 0 | 0
| 0 | 0 | 0 | 0
| 0 | 0 | 0 | 0
| 0 | 0 | 0 | 0

## Residential
[15 empty] | (less allocated) | ALLW
[7 empty] | 75 | [6 empty] | Plug | 0 | B/O | 0
Bid Item | Phase | Description | Quantity | U/M | Unit Labor | Est. MH's | MH Dollars | Unit Mat'l | Mat'l Dollars | Equip. Dollars | Subcontract Unit | Subcontract |  | (P) | Line Subtotal | NIC | Allocated OH&P | Total | Unit Quantity | Unit Dollar | Comments | Unit Weight | Weight | Unit Freight C/WT. | Freight | Unit Cost
| 01.5419 | Tower Crane Operator | 6.5 | MO | 120 | 780 | 58500 |  | -- |  |  | -- |  |  | 58500 | [10 empty] | 9000
| 01.5424 | Tower Crane | 6.5 | MO |  | 80 | 6000 | 10000 | 65000 |  |  | -- |  |  | 71000 | [10 empty] | 10923.0769
| 015450 | Equipment | 13.5 | MO |  | -- | -- | 5375 | 72563 |  |  | -- |  |  | 72563 | [10 empty] | 5375.037
01 Total |  | Division 1 Subtotal | [12 empty] | 202063
| 02.2100 | Surveying | 1 | LS |  | SUB | SUB |  | SUB |  |  | 25000 |  |  | 25000 | [10 empty] | 25000
02 Total |  | Division 2 Subtotal | [12 empty] | 25000
| 03.1100 | Concrete | 700 | CY |  | 245 | 18375 |  | SUB |  | 560 | 516750 | E |  | 535125 |  | 0 | 535125 |  | 0 |  |  | 0 |  | 0 | 764.4643
| 03.1505 | Under Slab Vapor Barrier | 16750 | SF | 0.008 | 134 | 10050 | 0.8 | 13400 |  |  | -- |  |  | 23450 |  | 0 | 23450 |  | 0 |  |  | 0 |  | 0 | 1.4
| 03.2000 | Concrete Reinforcing |  | TONS |  | SUB | SUB |  | SUB |  |  | ABV |  |  | ABV |  | 0 | 0 |  | 0 |  |  | 0 |  | 0
| 03.3000 | Concrete Pour |  | CY |  | SUB | SUB |  | SUB |  |  | ABV |  |  | ABV |  | 0 | 0 |  | 0 |  |  | 0 |  | 0
| 03.3301 | Architectural Concrete | 625 | SF |  | SUB | SUB |  | SUB |  | 20 | 12500 |  |  | 12500 |  | 0 | 12500 |  | 0 |  |  | 0 |  | 0 | 20
| 03.3501 | SOG Finishing |  | SF |  | SUB | SUB |  | SUB |  |  | ABV |  |  | ABV |  | 0 | 0 |  | 0 |  |  | 0 |  | 0
| 03.3507 | Sawcut Control Joints |  | LF |  | SUB | SUB |  | SUB |  |  | ABV |  |  | ABV |  | 0 | 0 |  | 0 |  |  | 0 |  | 0
| 03.3716 | Pump Truck |  | CY |  | SUB | SUB |  | SUB |  |  | ABV |  |  | ABV |  | 0 | 0 |  | 0 |  |  | 0 |  | 0
| 03.3900 | SOG Curing | 16620 | SF | 0.005 | 83 | 6225 | 0.25 | 4155 |  |  | -- |  |  | 10380 |  | 0 | 10380 |  | 0 |  |  | 0 |  | 0 | 0.62455
| 03.5413 | Gypsum Cement Underlayment | 65500 | SF |  | SUB | SUB |  | SUB |  | 3 | 196500 |  |  | 196500 |  | 0 | 196500 |  | 0 |  |  | 0 |  | 0 | 3
03 Total |  | Division 3 Subtotal | [12 empty] | 777955
| 05.2100 | Structural Steel - Posts & Beams | 4 | TONS | 15 | 60 | 4500 | 3750 | 15000 |  |  | -- |  |  | 19500 |  | 0 | 19500 |  | 0 |  |  | 0 |  | 0 | 4875
|  | Canopy | 2 | EA |  | SUB | SUB |  | SUB |  | 15000 | 30000 |  |  | 30000 |  | 0 | 30000 |  | 0 |  |  | 0 |  | 0 | 15000
|  | Canopy Embeds | 4 | EA |  | SUB | SUB |  | SUB |  | 1500 | 6000 |  |  | 6000 |  | 0 | 6000 |  | 0 |  |  | 0 |  | 0 | 1500
| 05.5200 | Metal Handrails |  |  |  | -- | -- |  | -- |  |  | -- |  |  | --
|  | Interior | 330 | LF |  | SUB | SUB |  | SUB |  | 58 | 19140 |  |  | 19140 | [10 empty] | 58
|  | Site | 130 | LF | 1 | 130 | 9750 | 100 | 13000 |  |  | -- |  |  | 22750 |  | 0 | 22750 |  | 0 |  |  | 0 |  | 0 | 175
| 05.5500 | Trash Enclosure | 1 | EA |  | SUB | SUB |  | SUB |  |  | 18250 |  |  | 18250 | ALLW | [9 empty] | 18250
| 05.5500.01 | Mechanical Equipment Screening | 1 | EA |  | SUB | SUB |  | SUB |  | 10000 | 10000 |  |  | 10000 | ALLW | [9 empty] | 10000
| 05.5500.02 | Misc Metals | 1 | LS |  | SUB | SUB |  | SUB |  | 15000 | 15000 |  |  | 15000 | ALLW | [9 empty] | 15000
05 Total |  | Division 5 Subtotal | [12 empty] | 140640
| 06.0523 | Nails, Bolts, Fasteners | 83000 | SF |  | -- | -- | 0.5 | 41500 |  |  | -- |  |  | 41500 |  | 0 | 41500 |  | 0 |  |  | 0 |  | 0 | 0.5
| 06.0525 | Job Consumables | 83000 | SF |  | -- | -- | 0.5 | 41500 |  |  | -- |  |  | 41500 |  | 0 | 41500 |  | 0 |  |  | 0 |  | 0 | 0.5
| 06.1000 | Rough Carpentry | 83000 | SF |  | 320 | 24000 |  | BLW |  | 11.5 | 954500 |  |  | 978500 |  | 0 | 978500 |  | 0 |  |  | 0 |  | 0 | 11.7892
|  | Ext & Int Walls | 238250 | BF |  | SUB | SUB | 1 | 238250 |  |  | ABV |  |  | 238250 |  | 0 | 238250 |  | 0 |  |  | 0 |  | 0 | 1
|  | Beams | 2100 | LF |  | SUB | SUB | 10 | 21000 |  |  | ABV |  |  | 21000 |  | 0 | 21000 |  | 0 |  |  | 0 |  | 0 | 10
|  | Over Framing |  |  |  | SUB | SUB |  | 20000 |  |  | ABV |  |  | 20000 |  | 0 | 20000 |  | 0 |  |  | 0 |  | 0
|  | Stair Framing | 7 | FLIGHTS |  | SUB | SUB | 1000 | 7000 |  |  | ABV |  |  | 7000 |  | 0 | 7000 |  | 0 |  |  | 0 |  | 0 | 1000
| 06.1000.01 | Continuous Rod Hold Down System | 83000 | SF |  | SUB | SUB | 0.25 | 20750 |  |  | ABV |  |  | 20750 |  | 0 | 20750 |  | 0 |  |  | 0 |  | 0 | 0.25
| 06.1601 | Wall Sheathing | 83650 | SF |  | SUB | SUB | 0.9 | 75285 |  |  | ABV |  |  | 75285 |  | 0 | 75285 |  | 0 |  |  | 0 |  | 0 | 0.9
| 06.1602 | Floor Sheathing | 70850 | SF |  | SUB | SUB | 1.075 | 76164 |  |  | ABV |  |  | 76164 |  | 0 | 76164 |  | 0 |  |  | 0 |  | 0 | 1.075
| 06.1603 | Roof Sheathing | 23400 | SF |  | SUB | SUB | 1.03 | 24102 |  |  | ABV |  |  | 24102 |  | 0 | 24102 |  | 0 |  |  | 0 |  | 0 | 1.03
| 06.1601 | Ext Gyp Sheathing | 3500 | SF |  | SUB | SUB | 1 | 3500 |  |  | ABV |  |  | 3500 |  | 0 | 3500 |  | 0 |  |  | 0 |  | 0 | 1
| 06.1733 | Floor System |  |  |  | -- | -- |  | -- |  |  | -- |  |  | -- |  | 0 | 0 |  | 0 |  |  | 0 |  | 0
|  | I-Joists | 44100 | LF |  | SUB | SUB | 1.68 | 74088 |  |  | ABV |  |  | 74088 |  | 0 | 74088 |  | 0 |  |  | 0 |  | 0 | 1.68
|  | LSL Rim & Blocking | 10950 | LF |  | SUB | SUB | 6.5 | 71175 |  |  | ABV |  |  | 71175 |  | 0 | 71175 |  | 0 |  |  | 0 |  | 0 | 6.5
|  | Diaphragm Blocking | 1800 | BF |  | SUB | SUB | 1 | 1800 |  |  | ABV |  |  | 1800 |  | 0 | 1800 |  | 0 |  |  | 0 |  | 0 | 1
| 06.1753 | Roof Trusses |  |  |  | -- | -- |  | -- |  |  | -- |  |  | -- |  | 0 | 0 |  | 0 |  |  | 0 |  | 0
|  | Tapered I Joists | 11300 | LF |  | SUB | SUB | 7 | 79100 |  |  | ABV |  |  | 79100 |  | 0 | 79100 |  | 0 |  |  | 0 |  | 0 | 7
|  | LVL Rim & Blocking | 1900 | LF |  | SUB | SUB | 9 | 17100 |  |  | ABV |  |  | 17100 |  | 0 | 17100 |  | 0 |  |  | 0 |  | 0 | 9
|  | 2x10 Blocking | 1950 | BF |  | SUB | SUB | 1 | 1950 |  |  | ABV |  |  | 1950 |  | 0 | 1950 |  | 0 |  |  | 0 |  | 0 | 1
| 06.2023 | Interior Finish Carpentry |  |  |  | -- | -- |  | -- |  |  | -- |  |  | --
|  | Chair Rail | 2590 | LF | 0.1 | 259 | 19425 | 8 | 20720 |  |  | -- |  |  | 40145 | [10 empty] | 15.5
|  | Door Casing | 14700 | LF | 0.1 | 1470 | 110250 | 1.75 | 25725 |  |  | -- |  |  | 135975 | [10 empty] | 9.25
|  | Stair Skirt Boards | 330 | LF | 0.15 | 50 | 3750 | 3 | 990 |  |  | -- |  |  | 4740 | [10 empty] | 14.3636
06 Total |  | Division 6 Subtotal | [12 empty] | 1973624
| 07.0000 | Envelope QC, Mockups & Water Testing | 6 | WEEKS | 45 | 270 | 20250 |  | 5000 |  |  | -- |  |  | 25250 | [10 empty] | 4208.3333
| 07.0000 | Div 7 Equipment |  |  |  | -- | -- |  | -- |  |  | -- |  |  | --
|  | Scissor Lift (2 EA) | 2 | MO |  | -- | -- |  | -- | 12000 |  | -- |  |  | 12000 | [10 empty] | 6000
|  | Snorkel Lift (2 EA) | 2 | MO |  | -- | -- |  | -- | 26000 |  | -- |  |  | 26000 | [10 empty] | 13000
|  | Scaffolding - South & West Faces | 2 | MO |  | -- | -- |  | -- | 77000 |  | -- |  |  | 77000 | [10 empty] | 38500
| 07.1001 | Below Grade Waterproofing | 2440 | SF |  | SUB | SUB |  | SUB |  | 13 | 31720 |  |  | 31720 | [10 empty] | 13
| 07.2100 | Thermal Insulation |  |  |  | -- | -- |  | -- |  |  | -- |  |  | -- |  | 0 | 0 |  | 0 |  |  | 0 |  | 0
|  | Walls, Floors, & Roof | 185000 | SF |  | SUB | SUB |  | SUB |  | 1.35 | 249750 |  |  | 249750 |  | 0 | 249750 |  | 0 |  |  | 0 |  | 0 | 1.35
|  | Over Framing | 5025 | SF |  | SUB | SUB |  | SUB |  | 3 | 15075 |  |  | 15075 |  | 0 | 15075 |  | 0 |  |  | 0 |  | 0 | 3
| 07.2500 | Weather Barrier - Open Joint Siding | 48350 | SF | 0.028 | 1354 | 101550 | 2.1 | 101535 |  |  | -- |  |  | 203085 |  | 0 | 203085 |  | 0 |  |  | 0 |  | 0 | 4.2003
| 07.4626 | Hardie Siding |  |  |  | -- | -- |  | -- |  |  | -- |  |  | -- |  | 0 | 0 |  | 0 |  |  | 0 |  | 0
|  | PT Furring | 38680 | LF | 0.015 | 580 | 43500 | 0.61 | 23595 |  |  | -- |  |  | 67095 |  | 0 | 67095 |  | 0 |  |  | 0 |  | 0 | 1.7346
|  | Panel (Hardie Reveal) | 48350 | SF | 0.13 | 6286 | 471450 | 4 | 193400 |  |  | -- |  |  | 664850 |  | 0 | 664850 |  | 0 |  |  | 0 |  | 0 | 13.7508
|  | Panel Trim at Over Framing | 6620 | LF |  | ABV | ABV | 2.75 | 18205 |  |  | -- |  |  | 18205 |  | 0 | 18205 |  | 0 |  |  | 0 |  | 0 | 2.75
|  | Nails, Bolts, Fasteners | 48350 | SF |  | -- | -- |  | 26000 |  |  | -- |  |  | 26000 |  | 0 | 26000 |  | 0 |  |  | 0 |  | 0 | 0.53775
| 07.5400 | TPO Roofing With Insulation | 20800 | SF |  | SUB | SUB |  | SUB |  | 10 | 208000 |  |  | 208000 |  | 0 | 208000 |  | 0 |  |  | 0 |  | 0 | 10
|  | Parapet Cap | 955 | LF |  | SUB | SUB |  | SUB |  |  | ABV |  |  | ABV |  | 0 | 0 |  | 0 |  |  | 0 |  | 0 | 0
| 07.6000 | Flashing & Sheetmetal (Siding) | 1 | LS |  | IN 07.4626 | IN 07.4626 |  | IN 07.4626 |  |  | IN 07.4626 |  |  | IN 07.4626 |  | 0 | 0 |  | 0 |  |  | 0 |  | 0 | 0
|  | Bump Outs at Panel Siding - Metal Sill Pan | 260 | LF |  | SUB | SUB |  | SUB |  | 30 | 7800 |  |  | 7800 | ALLW | 0 | 7800 |  | 0 |  |  | 0 |  | 0 | 30
| 07.7123 | Scuppers & Downspouts | 305 | LF |  | SUB | SUB |  | SUB |  |  | IN 07.5400 |  |  | IN 07.5400 |  | 0 | 0 |  | 0 |  |  | 0 |  | 0 | 0
| 07.7223 | Roof Hatch with Ladder and Guardrail | 2 | EA | 32 | 64 | 4800 |  | 10000 |  |  | -- |  |  | 14800 |  | 0 | 14800 |  | 0 |  |  | 0 |  | 0 | 7400
| 07.8100 | Cementitious Fireproofing | 2 | TONS |  | SUB | SUB |  | SUB |  | 1000 | 2000 |  |  | 2000 |  | 0 | 2000 |  | 0 |  |  | 0 |  | 0 | 1000
| 07.8400 | Firestopping | 1 | LS |  | -- | -- |  | 10000 |  |  | -- |  |  | 10000 | ALLW | 0 | 10000 |  | 0 |  |  | 0 |  | 0 | 10000
| 07.9200 | Joint Sealants | 48350 | SF | 0.003 | 145 | 10875 | 0.9 | 43515 |  |  | -- |  |  | 54390 |  | 0 | 54390 |  | 0 |  |  | 0 |  | 0 | 1.1249
07 Total |  | Division 7 Subtotal | [12 empty] | 1713020
| 08.1400 | Doors & Frames |  |  |  | -- | -- |  | -- |  |  | -- |  |  | -- |  | 0 | 0 |  | 0 |  |  | 0 |  | 0
|  | HM Door and Frame | 23 | EA | 3 | 69 | 5175 | 700 | 16100 |  |  | -- |  |  | 21275 |  | 0 | 21275 |  | 0 |  |  | 0 |  | 0 | 925
|  | HM Frame, Pre-Finished Wood Door, SC - Unit Entry & Office | 102 | EA | 3 | 306 | 22950 | 700 | 71400 |  |  | -- |  |  | 94350 |  | 0 | 94350 |  | 0 |  |  | 0 |  | 0 | 925
|  | Pre-Finished Wood Frame & Door, HC - Bed/Bathrooms | 373 | EA | 3 | 1119 | 83925 | 375 | 139875 |  |  | -- |  |  | 223800 |  | 0 | 223800 |  | 0 |  |  | 0 |  | 0 | 600
|  | Pre-Finished Closet Sliding Door, HC | 94 | EA | 2 | 188 | 14100 | 300 | 28200 |  |  | -- |  |  | 42300 |  | 0 | 42300 |  | 0 |  |  | 0 |  | 0 | 450
|  | Smoke Control Doors | 8 | EA | 2 | 16 | 1200 | 2500 | 20000 |  |  | -- |  |  | 21200 | [10 empty] | 2650
| 08.3100 | Access Doors and Panels | 102 | EA | 1 | 102 | 7650 | 200 | 20400 |  |  | -- |  |  | 28050 | ALLW | [9 empty] | 275
| 08.3300 | Overhead Coiling Door - Trash Room | 54 | SF |  | SUB | SUB |  | SUB |  | 125 | 6750 |  |  | 6750 | [10 empty] | 125
| 08.3500 | Side Folding Grille (Community Room Computers) | 20 | LF |  | SUB | SUB |  | SUB |  | 300 | 6000 |  |  | 6000 | ALLW | [9 empty] | 300
| 08.4100 | Entrances & Storefront | 670 | SF |  | SUB | SUB |  | SUB |  | 80 | 53600 |  |  | 53600 |  | 0 | 53600 |  | 0 |  |  | 0 |  | 0 | 80
| 08.5000 | Windows |  |  |  | -- | -- |  | -- |  |  | -- |  |  | --
|  | Windows - Installation | 272 | EA | 4 | 1088 | 81600 |  | BLW |  |  | -- |  |  | 81600 | [10 empty] | 300
|  | Windows - Material | 7200 | SF |  | ABV | ABV | 28 | 201600 |  |  | -- |  |  | 201600 | [10 empty] | 28
|  | Install WOCD and Screens | 272 | EA | 0.25 | 68 | 5100 |  | -- |  |  | -- |  |  | 5100 | [10 empty] | 18.75
| 08.7110 | Finish Hardware |  |  |  | -- | -- |  | -- |  |  | -- |  |  | -- |  | 0 | 0 |  | 0 |  |  | 0 |  | 0
|  | HM Door and Frame | 23 | EA | 4 | 92 | 6900 | 550 | 12650 |  |  | -- |  |  | 19550 |  | 0 | 19550 |  | 0 |  |  | 0 |  | 0 | 850
|  | HM Frame, Pre-Finished Wood Door, SC - Unit Entry & Office | 102 | EA | 2 | 204 | 15300 | 450 | 45900 |  |  | -- |  |  | 61200 |  | 0 | 61200 |  | 0 |  |  | 0 |  | 0 | 600
|  | Pre-Finished Wood Frame & Door, HC - Bed/Bathrooms | 373 | EA | 1 | 373 | 27975 | 150 | 55950 |  |  | -- |  |  | 83925 |  | 0 | 83925 |  | 0 |  |  | 0 |  | 0 | 225
|  | Pre-Finished Closet Sliding Door, HC | 94 | EA | 1 | 94 | 7050 | 100 | 9400 |  |  | -- |  |  | 16450 |  | 0 | 16450 |  | 0 |  |  | 0 |  | 0 | 175
|  | Storefront Door Hardware | 10 | EA |  | SUB | SUB | 600 | 6000 |  |  | IN 08.1400 |  |  | 6000 |  | 0 | 6000 |  | 0 |  |  | 0 |  | 0 | 600
|  | Knox Box | 4 | EA | 2 | 8 | 600 | 1000 | 4000 |  |  | -- |  |  | 4600 |  | 0 | 4600 |  | 0 |  |  | 0 |  | 0 | 1150
| 08.7113 | Automatic Door Operators | 5 | EA |  | SUB | SUB |  | SUB |  | 5000 | 25000 |  |  | 25000 | [10 empty] | 5000
| 08.9100 | Louvers | 120 | EA | 1.5 | 180 | 13500 | 200 | 24000 |  |  | -- |  |  | 37500 | [10 empty] | 312.5
08 Total |  | Division 8 Subtotal | [12 empty] | 1039850
| 09.0000 | Interior Finishes & Coordination | 6 | WEEKS | 45 | 270 | 20250 |  | -- |  |  | -- |  |  | 20250 | [10 empty] | 3375
| 09.2900 | Gypsum Board |  |  |  | -- | -- |  | -- |  |  | -- |  |  | -- |  | 0 | 0 |  | 0 |  |  | 0 |  | 0
|  | Walls & Ceilings | 407760 | SF |  | SUB | SUB |  | SUB |  | 1.85 | 754356 |  |  | 754356 |  | 0 | 754356 |  | 0 |  |  | 0 |  | 0 | 1.85
|  | RC Channel | 121300 | SF |  | SUB | SUB |  | SUB |  | 1 | 121300 |  |  | 121300 |  | 0 | 121300 |  | 0 |  |  | 0 |  | 0 | 1
|  | Soffits | 13350 | SF |  | SUB | SUB |  | SUB |  | 2 | 26700 |  |  | 26700 |  | 0 | 26700 |  | 0 |  |  | 0 |  | 0 | 2
|  | Shaft Wall | 6000 | SF |  | SUB | SUB |  | SUB |  | 2 | 12000 |  |  | 12000 |  | 0 | 12000 |  | 0 |  |  | 0 |  | 0 | 2
| 09.5100 | Acoustical Ceiling | 12000 | SF |  | SUB | SUB |  | SUB |  | 2.5 | 30000 |  |  | 30000 | [10 empty] | 2.5
| 09.6000 | Flooring |  |  |  | -- | -- |  | -- |  |  | -- |  |  | -- |  | 0 | 0 |  | 0 |  |  | 0 |  | 0
|  | Stained Concrete | 3790 | SF |  | SUB | SUB |  | SUB |  | 5 | 18950 |  |  | 18950 |  | 0 | 18950 |  | 0 |  |  | 0 |  | 0 | 5
|  | Sealed Concrete | 4170 | SF |  | SUB | SUB |  | SUB |  | 1 | 4170 |  |  | 4170 |  | 0 | 4170 |  | 0 |  |  | 0 |  | 0 | 1
|  | Walk Off Mat | 420 | SF |  | SUB | SUB |  | SUB |  | 3 | 1260 |  |  | 1260 |  | 0 | 1260 |  | 0 |  |  | 0 |  | 0 | 3
|  | Rubber Treads & Risers | 760 | SF |  | SUB | SUB |  | SUB |  | 4 | 3040 |  |  | 3040 |  | 0 | 3040 |  | 0 |  |  | 0 |  | 0 | 4
|  | Vinyl Plank | 53930 | SF |  | SUB | SUB |  | SUB |  | 3.25 | 175273 |  |  | 175273 |  | 0 | 175273 |  | 0 |  |  | 0 |  | 0 | 3.25
|  | Sheet Vinyl | 13900 | SF |  | SUB | SUB |  | SUB |  | 2.75 | 38225 |  |  | 38225 |  | 0 | 38225 |  | 0 |  |  | 0 |  | 0 | 2.75
|  | Rubber Base | 23550 | LF |  | SUB | SUB |  | SUB |  | 2 | 47100 |  |  | 47100 |  | 0 | 47100 |  | 0 |  |  | 0 |  | 0 | 2
| 09.6001 | Floor Prep | 83000 | SF |  | SUB | SUB |  | SUB |  | 0.25 | 20750 |  |  | 20750 |  | 0 | 20750 |  | 0 |  |  | 0 |  | 0 | 0.25
| 09.9100 | Painting |  |  |  | -- | -- |  | -- |  |  | -- |  |  | -- |  | 0 | 0 |  | 0 |  |  | 0 |  | 0
|  | Interior | 378750 | SF |  | SUB | SUB |  | SUB |  | 1 | 378750 |  |  | 378750 |  | 0 | 378750 |  | 0 |  |  | 0 |  | 0 | 1
|  | Exterior | 48350 | SF |  | SUB | SUB |  | SUB |  | 1.5 | 72525 |  |  | 72525 |  | 0 | 72525 |  | 0 |  |  | 0 |  | 0 | 1.5
|  | Graffiti Resistant Coating | 1900 | SF |  | SUB | SUB |  | SUB |  | 2 | 3800 |  |  | 3800 | [10 empty] | 2
09 Total |  | Division 9 Subtotal | [12 empty] | 1728449
| 10.1400 | Signage |  |  |  | -- | -- |  | -- |  |  | -- |  |  | --
|  | Units, Stairs, & Misc Rooms | 135 | EA | 0.5 | 68 | 5100 | 75 | 10125 |  |  | -- |  |  | 15225 | [10 empty] | 112.7778
|  | Bldg Address Sign | 1 | EA | 2 | 2 | 150 | 400 | 400 |  |  | -- |  |  | 550 | [10 empty] | 550
|  | Monument Sign | 1 | EA | 24 | 24 | 1800 | 8000 | 8000 |  |  | -- |  |  | 9800 | [10 empty] | 9800
| 10.2226 | Operable Partition | 28 | LF |  | SUB | SUB |  | SUB |  | 650 | 18200 |  |  | 18200 | [10 empty] | 650
| 10.2613 | Corner Guards | 48 | EA | 0.5 | 24 | 1800 | 50 | 2400 |  |  | -- |  |  | 4200 | [10 empty] | 87.5
| 10.2800 | Bathroom Accessories | 94 | EA |  | 292 | 21900 |  | 30845 |  |  | -- |  |  | 52745 |  | 0 | 52745 |  | 0 |  |  | 0 |  | 0 | 561.117
| 10.4400 | Fire Protection Specialties | 16 | EA | 2 | 32 | 2400 | 300 | 4800 |  |  | -- |  |  | 7200 | [10 empty] | 450
| 10.5500 | Postal Specialties | 1 | EA | 16 | 16 | 1200 | 10000 | 10000 |  |  | -- |  |  | 11200 | [10 empty] | 11200
| 10.5700 | Wire Shelving | 2705 | LF |  | SUB | SUB |  | SUB |  | 12 | 32460 |  |  | 32460 |  | 0 | 32460 |  | 0 |  |  | 0 |  | 0 | 12
10 Total |  | Division 10 Subtotal | [12 empty] | 151580
| 11.3100 | Residential Appliances |  |  |  | -- | -- |  | -- |  |  | -- |  |  | --
|  | Range | 78 | EA |  | SUB | SUB |  | SUB |  | 675 | 52650 |  |  | 52650 | [10 empty] | 675
|  | Range Hood | 78 | EA |  | SUB | SUB |  | SUB |  | 275 | 21450 |  |  | 21450 | [10 empty] | 275
|  | Refrigerator | 78 | EA |  | SUB | SUB |  | SUB |  | 775 | 60450 |  |  | 60450 | [10 empty] | 775
|  | Dishwasher | 78 | EA |  | SUB | SUB |  | SUB |  | 525 | 40950 |  |  | 40950 | [10 empty] | 525
|  | Washer/Dryer | -- | EA |  | -- | -- |  | -- |  |  | -- |  |  | -- | B/O
| 11.5213 | LCD TV & Sound Bar | 1 | EA |  | SUB | SUB |  | SUB |  | 3500 | 3500 |  |  | 3500 | [10 empty] | 3500
| 11.0114 | Fall Arrest Anchor System | 1 | LS |  | SUB | SUB |  | SUB |  |  | 20000 |  |  | 20000 |  | 0 | 20000 |  | 0 |  |  | 0 |  | 0 | 20000
11 Total |  | Division 11 Subtotal | [12 empty] | 199000
| 12.2100 | Window Coverings |  |  |  | -- | -- |  | -- |  |  | -- |  |  | --
|  | Horizontal Blinds | 257 | EA |  | SUB | SUB |  | SUB |  | 100 | 25700 |  |  | 25700 | [10 empty] | 100
|  | Vertical Blinds | 21 | EA |  | SUB | SUB |  | SUB |  | 200 | 4200 |  |  | 4200 | [10 empty] | 200
| 12.3000 | Casework | 2669 | LF |  | SUB | SUB |  | SUB |  | 115 | 306935 |  |  | 306935 |  | 0 | 306935 |  | 0 |  |  | 0 |  | 0 | 115
| 12.3600 | Countertops - PLam | 2610 | SF |  | SUB | SUB |  | SUB |  | 25 | 65250 |  |  | 65250 |  | 0 | 65250 |  | 0 |  |  | 0 |  | 0 | 25
|  | Window Sills - PLam | 1345 | LF |  | SUB | SUB |  | SUB |  | 15 | 20175 |  |  | 20175 |  | 0 | 20175 |  | 0 |  |  | 0 |  | 0 | 15
| 12.9300 | Site Furnishings |  |  |  | -- | -- |  | -- |  |  | -- |  |  | -- |  | 0 | 0 |  | 0 |  |  | 0 |  | 0
|  | Deck Bridging |  |  |  | SUB | SUB |  | SUB |  |  | 2500 |  |  | 2500 |  | 0 | 2500 |  | 0 |  |  | 0 |  | 0
|  | Site Bench's | 5 | EA | 2 | 10 | 750 | 1000 | 5000 |  |  | -- |  |  | 5750 | [10 empty] | 1150
| 12.9313 | Bike Racks |  |  |  | -- | -- |  | -- |  |  | -- |  |  | --
|  | Exterior | 5 | EA | 4 | 20 | 1500 | 300 | 1500 |  |  | -- |  |  | 3000 | [10 empty] | 600
|  | Interior | 1 | EA | 64 | 64 | 4800 | 16000 | 16000 |  |  | -- |  |  | 20800 | [10 empty] | 20800
12 Total |  | Division 12 Subtotal | [12 empty] | 454310
| 14.0000 | Elevator | 9 | STOPS |  | SUB | SUB |  | SUB |  |  | 279900 |  |  | 279900 | [10 empty] | 31100
|  | Elevator Steel | 1 | LS | 72 | 72 | 5400 | 4500 | 4500 |  |  | -- |  |  | 9900 | [10 empty] | 9900
|  | Sump Pump | 1 | LS |  | SUB | SUB |  | SUB |  |  | IN 22.0000 |  |  | IN 22.0000 | [10 empty] | 0
14 Total |  | Division 14 Subtotal | [12 empty] | 289800
| 21.0000 | Fire Suppression | 83000 | SF |  | SUB | SUB |  | SUB |  | 3 | 249000 |  |  | 249000 |  | 0 | 249000 |  | 0 |  |  | 0 |  | 0 | 3
21 Total |  | Division 21 Subtotal | [12 empty] | 249000
| 22.0000 | Plumbing | 77 | UNITS |  | SUB | SUB |  | SUB |  |  | 1115730 |  |  | 1115730 |  | 0 | 1115730 |  | 0 |  |  | 0 |  | 0 | 14490
|  | Sanden Heat Pump DHT | 1 | LS |  | SUB | SUB |  | SUB |  |  | 138000 |  |  | 138000 |  | 0 | 138000 |  | 0 |  |  | 0 |  | 0 | 138000
22 Total |  | Division 22 Subtotal | [12 empty] | 1253730
| 23.0000 | HVAC | 77 | UNITS |  | SUB | SUB |  | SUB |  |  | ABV |  |  | ABV |  | 0 | 0 |  | 0 |  |  | 0 |  | 0 | 0
23 Total |  | Division 23 Subtotal | [12 empty] | ABV
| 26.0000 | Electrical | 77 | UNITS |  | SUB | SUB |  | SUB |  |  | 1165000 |  |  | 1165000 |  | 0 | 1165000 |  | 0 |  |  | 0 |  | 0 | 15129.8701
26 Total |  | Division 26 Subtotal | [12 empty] | 1165000
| 31.000 | Earthwork & Utilities | 1 | LS |  | SUB | SUB |  | SUB |  |  | 848700 |  |  | 848700 | [10 empty] | 848700
|  | MEP Under slab Trenching | 1 | LS |  | SUB | SUB |  | SUB |  |  | 35000 |  |  | 35000 | [10 empty] | 35000
| 31.6000 | Aggregate Piers | 120 | EA |  | SUB | SUB |  | SUB |  |  | 125000 |  |  | 125000 | [10 empty] | 1041.6667
31 Total |  | Division 31 Subtotal | [12 empty] | 1008700
| 32.1005 | Site Concrete |  |  |  | -- | -- |  | -- |  |  | -- |  |  | --
|  | 4" Sidewalk - Site | 3160 | SF |  | SUB | SUB |  | SUB |  | 10 | 31600 |  |  | 31600 | [10 empty] | 10
|  | 4" Sidewalk - ROW | 1600 | SF |  | SUB | SUB |  | SUB |  | 10 | 16000 |  |  | 16000 | [10 empty] | 10
|  | Concrete Stairs | 150 | SF |  | SUB | SUB |  | SUB |  | 50 | 7500 |  |  | 7500 | [10 empty] | 50
|  | Trash Enclosure 6" Pad | 530 | SF |  | SUB | SUB |  | SUB |  | 15 | 7950 |  |  | 7950 | [10 empty] | 15
|  | Concrete Pavers (Pocket Park) | 260 | SF |  | SUB | SUB |  | SUB |  | 25 | 6500 |  |  | 6500 | [10 empty] | 25
|  | Concrete Seat Wall | 85 | LF |  | SUB | SUB |  | SUB |  | 125 | 10625 |  |  | 10625 | [10 empty] | 125
|  | Curb & Gutter - Site | 830 | LF |  | SUB | SUB |  | SUB |  | 25 | 20750 |  |  | 20750 | [10 empty] | 25
|  | Curb & Gutter - ROW | 320 | LF |  | SUB | SUB |  | SUB |  | 25 | 8000 |  |  | 8000 | [10 empty] | 25
|  | Retaining Walls | 225 | LF |  | SUB | SUB |  | SUB |  | 175 | 39375 |  |  | 39375 | [10 empty] | 175
| 32.1713 | Wheel Stops | 77 | EA |  | SUB | SUB |  | SUB |  | 125 | 9625 |  |  | 9625 | [10 empty] | 125
| 32.1723 | Pavement Markings | 1 | LS |  | SUB | SUB |  | SUB |  |  | 6000 |  |  | 6000 | [10 empty] | 6000
| 32.1216 | Asphalt Paving | 25500 | SF |  | SUB | SUB |  |  |  | 3.5 | 89250 |  |  | 89250 | [10 empty] | 3.5
| 32.9000 | Landscaping | 14750 | SF |  | SUB | SUB |  | SUB |  | 10 | 147500 |  |  | 147500 | [10 empty] | 10
32 Total |  | Division 32 Subtotal | [12 empty] | 400675
Sub Total | [14 empty] | 12772396
01.1 | 000400 | Preconstruction Costs |  |  |  | -- | -- |  | 0 |  |  | 0 |  |  | 0
01.1 | 000115 | Plan Reproduction / List of Drawings Sheets | 1 | LS |  | -- | -- | 1500 | 1500 |  |  | -- |  |  | 1500
01.1 | 006113 | Performance & Payment Bond | 19566000 | DLR |  | -- | -- | 0.0049 | 95873 |  |  | -- |  |  | 95873
01.1 | 006214 | Insurance - Liability | 18000000 | DLR |  | -- | -- | 0.0067 | 120600 |  |  | -- |  |  | 120600
01.1 | 006215 | Insurance - Builders Risk | 18000000 | DLR |  | -- | -- |  | -- |  |  | -- |  |  | -- | B/O
01.1 | 014102 | Tax - State Business | 18000000 | DLR |  | -- | -- | 0.00471 | 84780 |  |  | -- |  |  | 84780
01.1 | 014103 | Tax - City | 18000000 | DLR |  | -- | -- | 0.0017 | 30600 |  |  | -- |  |  | 30600
01.1 | 014126 | Permits | 1 | LS |  | -- | -- |  | -- |  |  | -- |  |  | -- | B/O
01.1 | 011800 | Utility Hook-Up Fees | 1 | LS |  | -- | -- |  | -- |  |  | -- |  |  | -- | B/O
01.1 | 014529 | Testing Laboratory Services | 1 | LS |  | -- | -- |  | -- |  |  | -- |  |  | -- | B/O
01.1 Total |  | BONDS/INSURANCE/TAXES & PERMITS SUBTOTAL | [12 empty] | 333353
01.2 | 013100.01 | Senior Project Manager ( 60 MH/MO x 14 MO = 840 ) | 840 | MH |  | -- | -- | 115 | 96600 |  |  | -- |  |  | 96600
01.2 | 013102 | Assistant Project Manager ( 180 MH/MO x 14 MO = 25200 ) | 2520 | MH |  | -- | -- | 80 | 201600 |  |  | -- |  |  | 201600
01.2 | 013106 | Project Administrator ( 40 MH/MO x 14 MO = 560 ) | 560 | MH |  | -- | -- | 55 | 30800 |  |  | -- |  |  | 30800
01.2 Total |  | PROJECT MANAGEMENT & ADMINISTRATION SUBTOTAL | [12 empty] | 329000
01.3 | 013101 | Supervision ( 215 MH/MO x 14 MO = 3010 ) | 3010 | MH |  | -- | -- | 115 | 346150 |  |  | -- |  |  | 346150
01.3 | 013510 | QC / Safety Administration | 18000000 | DLR |  | -- | -- | 0.004 | 72000 |  |  | -- |  |  | 72000
01.3 | 013510 | Safety | 14 | MO | 10 | 140 | 10500 | 250 | 3500 |  |  | -- |  |  | 14000
01.3 | 015001 | Yard Labor | 180 | MH |  | -- | -- | 55 | 9900 |  |  | -- |  |  | 9900
01.3 | 015100 | Temporary Water | 14 | MO | 8 | 112 | 8400 | 800 | 11200 |  |  | -- |  |  | 19600
01.3 | 015113 | Temporary Electricity | 14 | MO | 8 | 112 | 8400 | 1200 | 16800 |  |  | -- |  |  | 25200
01.3 | 015113 | Temp Transformer for Site Power | 1 | LS |  | -- | -- | 10000 | 10000 |  |  | -- |  |  | 10000
01.3 | 015119 | Temporary Heat & Dryout | 6 | MO | 60 | 360 | 27000 | 1500 | 9000 | 25000 |  | -- |  |  | 61000
01.3 | 015126 | Temporary Lighting | 6 | MO | 20 | 120 | 9000 | 1000 | 6000 |  |  | -- |  |  | 15000
01.3 | 015130 | Temporary Communications & IT | 18000000 | DLR |  | -- | -- | 0.006 | 108000 |  |  | -- |  |  | 108000
01.3 | 015140 | Temporary Security | 14 | MO |  | -- | -- |  | 10000 |  |  | -- |  |  | 10000
01.3 | 015213 | Field Offices and Sheds (Office $225/MO, Container $300/MO) | 14 | MO |  | 40 | 3000 | 525 | 7350 |  |  | -- |  |  | 10350
01.3 | 015219 | Sanitary Facilities | 14 | MO |  | -- | -- | 800 | 11200 |  |  | -- |  |  | 11200
01.3 | 015451 | Office Supplies | 1 | LS |  | -- | -- | 2000 | 2000 |  |  | -- |  |  | 2000
01.3 | 015453 | Pickup Truck | 14 | MO |  | -- | -- | 1300 | 18200 |  |  | -- |  |  | 18200
01.3 | 015459 | Equipment - Fuel & Maintenance | 14 | MO | 2 | 28 | 2100 | 700 | 9800 |  |  | -- |  |  | 11900
01.3 | 015460 | PM - IT & Vehicle | 14 | MO |  | -- | -- | 500 | 7000 |  |  | -- |  |  | 7000
01.3 | 015465 | Tool Rental | 21720 | MH |  | -- | -- | 2.5 | 54300 |  |  | -- |  |  | 54300
01.3 | 015626 | Temporary Fencing | 1175 | LF | 0.06 | 71 | 5325 | 8 | 9400 |  |  | -- |  |  | 14725
01.3 | 015800 | Project Identification | 1 | LS | 16 | 16 | 1200 | 2000 | 2000 |  |  | -- |  |  | 3200
01.3 | 016501 | Material & Equipment Handling | 14 | MO | 30 | 420 | 31500 |  | -- |  |  | -- |  |  | 31500
01.3 | 016511 | Postage & U.P.S. | 1 | LS |  | -- | -- |  | 1000 |  |  | -- |  |  | 1000
01.3 | 017112 | Mob and Demob | 1 | LS | 100 | 100 | 7500 |  | 5000 |  |  | -- |  |  | 12500
01.3 | 017125 | Site Layout | 1 | LS | 40 | 40 | 3000 | 5000 | 5000 |  |  | -- |  |  | 8000
01.3 | 017125 | Total Station |  | MO |  | 0 | 0 |  | 15000 |  |  | -- |  |  | 15000
01.3 | 017413 | Progress Cleaning | 14 | MO | 20 | 280 | 21000 | 500 | 7000 |  |  | -- |  |  | 28000
01.3 | 017419 | Garbage Dump | 14 | MO | 10 | 140 | 10500 | 2000 | 28000 |  |  | -- |  |  | 38500
01.3 | 017423 | Final Cleaning | 83000 | SF |  | SUB | SUB |  | SUB |  | 0.5 | 41500 |  |  | 41500
01.3 Total |  | FIELD SUPERVISION AND SUPPORT SUBTOTAL | [12 empty] | 999725
Grand Total | [14 empty] | 12772396
[6 empty] | 0 | 0 |  | 0 |  |  | 0 |  |  | 0 |  | 0 | 0 |  | 0 |  |  | 0 |  | 0
[6 empty] | 0 | 0 |  | 0 |  |  | 0 |  |  | 0 |  | 0 | 0 |  | 0 |  |  | 0 |  | 0
[6 empty] | 0 | 0 |  | 0 |  |  | 0 |  |  | 0 |  | 0 | 0 |  | 0 |  |  | 0 |  | 0
[6 empty] | 0 | 0 |  | 0 |  |  | 0 |  |  | 0 |  | 0 | 0 |  | 0 |  |  | 0 |  | 0
% Of Cost
|  | TOTAL |  |  |  | 19090 | 1431750 |  | 3672265 | 140000 |  | 9190459 |  |  | 12772396 | Residential Total | [6 empty] | 0 |  | 0 |  | 84.33%
[15 empty] | 1277464 | ELC Core & Shell Total | [10 empty] | 8.434%
[15 empty] | 1096693 | ELC TI Total | [7 empty] | FUEL SURCHARGE | 0 |  | 7.241%
[9 empty] | CROSSCHECK: | OK
0
[5 empty] | TOTAL MANHOURS | 19090
[5 empty] | TOTAL SF OF BLDG | 83000 | [5 empty] | SUBTOTAL (ALL 3) |  |  | 15146553
|  | GC's | 1662078 |  | MHRS PER SF | 0.23 |  |  |  |  | FEE | RESIDENTIAL |  | 3.95% | 559871
[11 empty] | FEE | ELC C&S |  | 3.95% | 55997
|  | GENERAL CONDITIONS | 10.76% | [7 empty] | FEE | ELC TI |  | 3.95% | 48073
|  | ADMINISTRATION & MANAGEMENT LABOR (PM, PE & PA) | 2.13% |  | $ / SF | 186.0544 |  |  |  |  | DESIGN & ESTIMATING CONTINGENCY | RESIDENTIAL |  | 5% | 708697.5213
[11 empty] | DESIGN & ESTIMATING CONTINGENCY | ELC C&S |  | 5% | 70882.2033
|  | Parking Garage | 5600 | SF | 5.72% | [5 empty] | DESIGN & ESTIMATING CONTINGENCY | ELC TI |  | 5% | 60851.8254
|  | Basement | 4500 | SF | 4.597%
|  | Level 1 - ELC | 9300 | SF | 9.499% | [5 empty] | ESTIMATE TOTAL | RESIDENTIAL |  |  | 15442518.9475
|  | Level 1 - Residential | 13450 | SF | 13.74% | [5 empty] | ESTIMATE TOTAL | ELC C&S |  |  | 1544523.2701
|  | Level 2 | 21700 | SF | 22.17% | [5 empty] | ESTIMATE TOTAL | ELC TI |  |  | 1325961.3324
|  | Level 3 | 21700 | SF | 22.17%
|  | Level 4 | 21650 | SF | 22.11% | [6 empty] | GRAND TOTAL |  |  | 18313003.55
|  | Total SF | 97900 | SF
|  | BID ITEM 999 TOTAL | [23 empty] | Residential | ELC Core & Shell | ELC TI
|  | Adjust | [13 empty] | BONDS/INSURANCE/TAXES & PERMITS | [9 empty] | 281101.3518 | 28115.0739 | 24136.5743
|  | Total to be Allocated | 0 | [12 empty] | PROJECT MANAGEMENT & ADMINISTRATION | [9 empty] | 277430.6658 | 27747.9408 | 23821.3934
[16 empty] | FIELD SUPERVISION AND SUPPORT | [9 empty] | 843022.4085 | 84317.052 | 72385.5394
[26 empty] | 1401554.4262 | 140180.0667 | 120343.5071
Total
|  | Adjust (not allocating) | [13 empty] | Cross Check | [9 empty] | 1.4552e-10
|  | Less Allocated | 0
|  | Base Less Allocated | 0
Note on C7: [Threaded comment] Your version of Excel allows you to read this threaded comment; however, any edits to it will get removed if the file is opened in a newer version of Excel. Learn more: https://go.microsoft.com/fwlink/?linkid=870924 Comment: Forklift $5,125/MO, Self Dumping Hopper $250/MO
Note on P11: [Threaded comment] Your version of Excel allows you to read this threaded comment; however, any edits to it will get removed if the file is opened in a newer version of Excel. Learn more: https://go.microsoft.com/fwlink/?linkid=870924 Comment: Shifted costs from parking garage concrete to res, per email from Ellen 1/14/21
Note on O131: [Threaded comment] Your version of Excel allows you to read this threaded comment; however, any edits to it will get removed if the file is opened in a newer version of Excel. Learn more: https://go.microsoft.com/fwlink/?linkid=870924 Comment: Paid $615/LF at Eleanor
Note on P175: [Threaded comment] Your version of Excel allows you to read this threaded comment; however, any edits to it will get removed if the file is opened in a newer version of Excel. Learn more: https://go.microsoft.com/fwlink/?linkid=870924 Comment: $50,000 mob/demob $350/pier $8,000 to get rid of spoils

## Res SOV
Phase | Description | Quantitiy | U/M | Line Subtotal | ** | Comments
01.5419 | Tower Crane Operator | 6.5 | MO | 58500 | 0
01.5424 | Tower Crane | 6.5 | MO | 71000 | 0
015450 | Equipment | 13.5 | MO | 72563 | 0
0 | Division 1 Subtotal | 0 | 0 | 202063 | 0
02.2100 | Surveying | 1 | LS | 25000 | 0
0 | Division 2 Subtotal | 0 | 0 | 25000 | 0
03.1100 | Concrete | 700 | CY | 535125 | 0
03.1505 | Under Slab Vapor Barrier | 16750 | SF | 23450 | 0
03.2000 | Concrete Reinforcing | 0 | TONS | ABV | 0
03.3000 | Concrete Pour | 0 | CY | ABV | 0
03.3301 | Architectural Concrete | 625 | SF | 12500 | 0
03.3501 | SOG Finishing | 0 | SF | ABV | 0
03.3507 | Sawcut Control Joints | 0 | LF | ABV | 0
03.3716 | Pump Truck | 0 | CY | ABV | 0
03.3900 | SOG Curing | 16620 | SF | 10380 | 0
03.5413 | Gypsum Cement Underlayment | 65500 | SF | 196500 | 0
0 | Division 3 Subtotal | 0 | 0 | 777955 | 0
05.2100 | Structural Steel - Posts & Beams | 4 | TONS | 19500 | 0
0 | Canopy | 2 | EA | 30000 | 0
0 | Canopy Embeds | 4 | EA | 6000 | 0
05.5200 | Metal Handrails | 0 | 0 | -- | 0
0 | Interior | 330 | LF | 19140 | 0
0 | Site | 130 | LF | 22750 | 0
05.5500 | Trash Enclosure | 1 | EA | 18250 | ALLW
05.5500.01 | Mechanical Equipment Screening | 1 | EA | 10000 | ALLW
05.5500.02 | Misc Metals | 1 | LS | 15000 | ALLW
0 | Division 5 Subtotal | 0 | 0 | 140640 | 0
06.0523 | Nails, Bolts, Fasteners | 83000 | SF | 41500 | 0
06.0525 | Job Consumables | 83000 | SF | 41500 | 0
06.1000 | Rough Carpentry | 83000 | SF | 978500 | 0
0 | Ext & Int Walls | 238250 | BF | 238250 | 0
0 | Beams | 2100 | LF | 21000 | 0
0 | Over Framing | 0 | 0 | 20000 | 0
0 | Stair Framing | 7 | FLIGHTS | 7000 | 0
06.1000.01 | Continuous Rod Hold Down System | 83000 | SF | 20750 | 0
06.1601 | Wall Sheathing | 83650 | SF | 75285 | 0
06.1602 | Floor Sheathing | 70850 | SF | 76164 | 0
06.1603 | Roof Sheathing | 23400 | SF | 24102 | 0
06.1601 | Ext Gyp Sheathing | 3500 | SF | 3500 | 0
06.1733 | Floor System | 0 | 0 | -- | 0
0 | I-Joists | 44100 | LF | 74088 | 0
0 | LSL Rim & Blocking | 10950 | LF | 71175 | 0
0 | Diaphragm Blocking | 1800 | BF | 1800 | 0
06.1753 | Roof Trusses | 0 | 0 | -- | 0
0 | Tapered I Joists | 11300 | LF | 79100 | 0
0 | LVL Rim & Blocking | 1900 | LF | 17100 | 0
0 | 2x10 Blocking | 1950 | BF | 1950 | 0
06.2023 | Interior Finish Carpentry | 0 | 0 | -- | 0
0 | Chair Rail | 2590 | LF | 40145 | 0
0 | Door Casing | 14700 | LF | 135975 | 0
0 | Stair Skirt Boards | 330 | LF | 4740 | 0
0 | Division 6 Subtotal | 0 | 0 | 1973624 | 0
07.0000 | Envelope QC, Mockups & Water Testing | 6 | WEEKS | 25250 | 0
07.0000 | Div 7 Equipment | 0 | 0 | -- | 0
0 | Scissor Lift (2 EA) | 2 | MO | 12000 | 0
0 | Snorkel Lift (2 EA) | 2 | MO | 26000 | 0
0 | Scaffolding - South & West Faces | 2 | MO | 77000 | 0
07.1001 | Below Grade Waterproofing | 2440 | SF | 31720 | 0
07.2100 | Thermal Insulation | 0 | 0 | -- | 0
0 | Walls, Floors, & Roof | 185000 | SF | 249750 | 0
0 | Over Framing | 5025 | SF | 15075 | 0
07.2500 | Weather Barrier - Open Joint Siding | 48350 | SF | 203085 | 0
07.4626 | Hardie Siding | 0 | 0 | -- | 0
0 | PT Furring | 38680 | LF | 67095 | 0
0 | Panel (Hardie Reveal) | 48350 | SF | 664850 | 0
0 | Panel Trim at Over Framing | 6620 | LF | 18205 | 0
0 | Nails, Bolts, Fasteners | 48350 | SF | 26000 | 0
07.5400 | TPO Roofing With Insulation | 20800 | SF | 208000 | 0
0 | Parapet Cap | 955 | LF | ABV | 0
07.6000 | Flashing & Sheetmetal (Siding) | 1 | LS | IN 07.4626 | 0
0 | Bump Outs at Panel Siding - Metal Sill Pan | 260 | LF | 7800 | ALLW
07.7123 | Scuppers & Downspouts | 305 | LF | IN 07.5400 | 0
07.7223 | Roof Hatch with Ladder and Guardrail | 2 | EA | 14800 | 0
07.8100 | Cementitious Fireproofing | 2 | TONS | 2000 | 0
07.8400 | Firestopping | 1 | LS | 10000 | ALLW
07.9200 | Joint Sealants | 48350 | SF | 54390 | 0
0 | Division 7 Subtotal | 0 | 0 | 1713020 | 0
08.1400 | Doors & Frames | 0 | 0 | -- | 0
0 | HM Door and Frame | 23 | EA | 21275 | 0
0 | HM Frame, Pre-Finished Wood Door, SC - Unit Entry & Office | 102 | EA | 94350 | 0
0 | Pre-Finished Wood Frame & Door, HC - Bed/Bathrooms | 373 | EA | 223800 | 0
0 | Pre-Finished Closet Sliding Door, HC | 94 | EA | 42300 | 0
0 | Smoke Control Doors | 8 | EA | 21200 | 0
08.3100 | Access Doors and Panels | 102 | EA | 28050 | ALLW
08.3300 | Overhead Coiling Door - Trash Room | 54 | SF | 6750 | 0
08.3500 | Side Folding Grille (Community Room Computers) | 20 | LF | 6000 | ALLW
08.4100 | Entrances & Storefront | 670 | SF | 53600 | 0
08.5000 | Windows | 0 | 0 | -- | 0
0 | Windows - Installation | 272 | EA | 81600 | 0
0 | Windows - Material | 7200 | SF | 201600 | 0
0 | Install WOCD and Screens | 272 | EA | 5100 | 0
08.7110 | Finish Hardware | 0 | 0 | -- | 0
0 | HM Door and Frame | 23 | EA | 19550 | 0
0 | HM Frame, Pre-Finished Wood Door, SC - Unit Entry & Office | 102 | EA | 61200 | 0
0 | Pre-Finished Wood Frame & Door, HC - Bed/Bathrooms | 373 | EA | 83925 | 0
0 | Pre-Finished Closet Sliding Door, HC | 94 | EA | 16450 | 0
0 | Storefront Door Hardware | 10 | EA | 6000 | 0
0 | Knox Box | 4 | EA | 4600 | 0
08.7113 | Automatic Door Operators | 5 | EA | 25000 | 0
08.9100 | Louvers | 120 | EA | 37500 | 0
0 | Division 8 Subtotal | 0 | 0 | 1039850 | 0
09.0000 | Interior Finishes & Coordination | 6 | WEEKS | 20250 | 0
09.2900 | Gypsum Board | 0 | 0 | -- | 0
0 | Walls & Ceilings | 407760 | SF | 754356 | 0
0 | RC Channel | 121300 | SF | 121300 | 0
0 | Soffits | 13350 | SF | 26700 | 0
0 | Shaft Wall | 6000 | SF | 12000 | 0
09.5100 | Acoustical Ceiling | 12000 | SF | 30000 | 0
09.6000 | Flooring | 0 | 0 | -- | 0
0 | Stained Concrete | 3790 | SF | 18950 | 0
0 | Sealed Concrete | 4170 | SF | 4170 | 0
0 | Walk Off Mat | 420 | SF | 1260 | 0
0 | Rubber Treads & Risers | 760 | SF | 3040 | 0
0 | Vinyl Plank | 53930 | SF | 175273 | 0
0 | Sheet Vinyl | 13900 | SF | 38225 | 0
0 | Rubber Base | 23550 | LF | 47100 | 0
09.6001 | Floor Prep | 83000 | SF | 20750 | 0
09.9100 | Painting | 0 | 0 | -- | 0
0 | Interior | 378750 | SF | 378750 | 0
0 | Exterior | 48350 | SF | 72525 | 0
0 | Graffiti Resistant Coating | 1900 | SF | 3800 | 0
0 | Division 9 Subtotal | 0 | 0 | 1728449 | 0
10.1400 | Signage | 0 | 0 | -- | 0
0 | Units, Stairs, & Misc Rooms | 135 | EA | 15225 | 0
0 | Bldg Address Sign | 1 | EA | 550 | 0
0 | Monument Sign | 1 | EA | 9800 | 0
10.2226 | Operable Partition | 28 | LF | 18200 | 0
10.2613 | Corner Guards | 48 | EA | 4200 | 0
10.2800 | Bathroom Accessories | 94 | EA | 52745 | 0
10.4400 | Fire Protection Specialties | 16 | EA | 7200 | 0
10.5500 | Postal Specialties | 1 | EA | 11200 | 0
10.5700 | Wire Shelving | 2705 | LF | 32460 | 0
0 | Division 10 Subtotal | 0 | 0 | 151580 | 0
11.3100 | Residential Appliances | 0 | 0 | -- | 0
0 | Range | 78 | EA | 52650 | 0
0 | Range Hood | 78 | EA | 21450 | 0
0 | Refrigerator | 78 | EA | 60450 | 0
0 | Dishwasher | 78 | EA | 40950 | 0
0 | Washer/Dryer | -- | EA | -- | B/O
11.5213 | LCD TV & Sound Bar | 1 | EA | 3500 | 0
11.0114 | Fall Arrest Anchor System | 1 | LS | 20000 | 0
0 | Division 11 Subtotal | 0 | 0 | 199000 | 0
12.2100 | Window Coverings | 0 | 0 | -- | 0
0 | Horizontal Blinds | 257 | EA | 25700 | 0
0 | Vertical Blinds | 21 | EA | 4200 | 0
12.3000 | Casework | 2669 | LF | 306935 | 0
12.3600 | Countertops - PLam | 2610 | SF | 65250 | 0
0 | Window Sills - PLam | 1345 | LF | 20175 | 0
12.9300 | Site Furnishings | 0 | 0 | -- | 0
0 | Deck Bridging | 0 | 0 | 2500 | 0
0 | Site Bench's | 5 | EA | 5750 | 0
12.9313 | Bike Racks | 0 | 0 | -- | 0
0 | Exterior | 5 | EA | 3000 | 0
0 | Interior | 1 | EA | 20800 | 0
0 | Division 12 Subtotal | 0 | 0 | 454310 | 0
14.0000 | Elevator | 9 | STOPS | 279900 | 0
0 | Elevator Steel | 1 | LS | 9900 | 0
0 | Sump Pump | 1 | LS | IN 22.0000 | 0
0 | Division 14 Subtotal | 0 | 0 | 289800 | 0
21.0000 | Fire Suppression | 83000 | SF | 249000 | 0
0 | Division 21 Subtotal | 0 | 0 | 249000 | 0
22.0000 | Plumbing | 77 | UNITS | 1115730 | 0
0 | Sanden Heat Pump DHT | 1 | LS | 138000 | 0
0 | Division 22 Subtotal | 0 | 0 | 1253730 | 0
23.0000 | HVAC | 77 | UNITS | ABV | 0
0 | Division 23 Subtotal | 0 | 0 | ABV | 0
26.0000 | Electrical | 77 | UNITS | 1165000 | 0
0 | Division 26 Subtotal | 0 | 0 | 1165000 | 0
31.000 | Earthwork & Utilities | 1 | LS | 848700 | 0
0 | MEP Under slab Trenching | 1 | LS | 35000 | 0
31.6000 | Aggregate Piers | 120 | EA | 125000 | 0
0 | Division 31 Subtotal | 0 | 0 | 1008700 | 0
32.1005 | Site Concrete | 0 | 0 | -- | 0
0 | 4" Sidewalk - Site | 3160 | SF | 31600 | 0
0 | 4" Sidewalk - ROW | 1600 | SF | 16000 | 0
0 | Concrete Stairs | 150 | SF | 7500 | 0
0 | Trash Enclosure 6" Pad | 530 | SF | 7950 | 0
0 | Concrete Pavers (Pocket Park) | 260 | SF | 6500 | 0
0 | Concrete Seat Wall | 85 | LF | 10625 | 0
0 | Curb & Gutter - Site | 830 | LF | 20750 | 0
0 | Curb & Gutter - ROW | 320 | LF | 8000 | 0
0 | Retaining Walls | 225 | LF | 39375 | 0
32.1713 | Wheel Stops | 77 | EA | 9625 | 0
32.1723 | Pavement Markings | 1 | LS | 6000 | 0
32.1216 | Asphalt Paving | 25500 | SF | 89250 | 0
32.9000 | Landscaping | 14750 | SF | 147500 | 0
0 | Division 32 Subtotal | 0 | 0 | 400675
0 | BONDS/INSURANCE/TAXES & PERMITS SUBTOTAL | 0 | 0 | 281101.3518 | 0
0 | PROJECT MANAGEMENT & ADMINISTRATION SUBTOTAL | 0 | 0 | 277430.6658 | 0
0 | FIELD SUPERVISION AND SUPPORT SUBTOTAL | 0 | 0 | 843022.4085 | 0
| SUBTOTAL |  |  | 12772396
| FEE | 3.95% |  | 559871
| DESIGN & ESTIMATING CONTINGENCY | 5% |  | 708697.5213
| ESTIMATE TOTAL |  |  | 15442518.9475

## ELC Core & Shell
[14 empty] | (less allocated) | ALLW
[7 empty] | 75 | [5 empty] | Plug | 0 | B/O | 0
Bid Item | Phase | Description | Quantity | U/M | Unit Labor | Est. MH's | MH Dollars | Unit Mat'l | Mat'l Dollars | Equip. Dollars | Subcontract Unit | Subcontract | (P) | Line Subtotal | NIC | Allocated OH&P | Total | Unit Quantity | Unit Dollar | Comments | Unit Weight | Weight | Unit Freight C/WT. | Freight
| 01.5419 | Tower Crane Operator | 0.5 | MO | 120 | 60 | 4500 |  | -- |  |  | -- |  | 4500
| 01.5424 | Tower Crane | 0.5 | MO |  | 80 | 6000 | 10000 | 5000 |  |  | -- |  | 11000
| 015450 | Equipment | 0.5 | MO |  | -- | -- | 5375 | 2688 |  |  | -- |  | 2688
01 Total |  | Division 1 Subtotal | [11 empty] | 18188
| 03.1100 | Concrete | 0 | CY |  | 115 | 8625 |  | SUB |  | 1035 | 0 |  | 8625 |  | 0 | 8625 |  | 0 |  |  | 0 |  | 0
| 03.2000 | Concrete Reinforcing |  | TONS |  | SUB | SUB |  | SUB |  |  | ABV |  | ABV |  | 0 | 0 |  | 0 |  |  | 0 |  | 0
| 03.3000 | Concrete Pour |  | CY |  | SUB | SUB |  | SUB |  |  | ABV |  | ABV |  | 0 | 0 |  | 0 |  |  | 0 |  | 0
| 03.3501 | SOG Finishing |  | SF |  | SUB | SUB |  | SUB |  |  | ABV |  | ABV |  | 0 | 0 |  | 0 |  |  | 0 |  | 0
| 03.3507 | Sawcut Control Joints |  | LF |  | SUB | SUB |  | SUB |  |  | ABV |  | ABV |  | 0 | 0 |  | 0 |  |  | 0 |  | 0
| 03.3716 | Pump Truck |  | CY |  | SUB | SUB |  | SUB |  |  | ABV |  | ABV |  | 0 | 0 |  | 0 |  |  | 0 |  | 0
| 03.3900 | SOG Curing | 9080 | SF | 0.005 | 45 | 3375 | 0.25 | 2270 |  |  | -- |  | 5645 |  | 0 | 5645 |  | 0 |  |  | 0 |  | 0
03 Total |  | Division 3 Subtotal | [11 empty] | 14270
| 05.2100 | Structural Steel | 50 | TONS | 15 | 750 | 56250 | 3750 | 187500 |  |  | -- |  | 243750 |  | 0 | 243750 |  | 0 |  |  | 0 |  | 0
|  | Canopy | 1 | EA |  | SUB | SUB |  | SUB |  | 15000 | 15000 |  | 15000 |  | 0 | 15000 |  | 0 |  |  | 0 |  | 0
| 05.5500 | Trash Enclosure | 1 | EA |  | SUB | SUB |  | SUB |  |  | 13750 |  | 13750 | ALLW
05 Total |  | Division 5 Subtotal | [11 empty] | 272500
| 06.0523 | Nails, Bolts, Fasteners | 9300 | SF |  | -- | -- | 0.5 | 4650 |  |  | -- |  | 4650 |  | 0 | 4650 |  | 0 |  |  | 0 |  | 0
| 06.0525 | Job Consumables | 9300 | SF |  | -- | -- | 0.5 | 4650 |  |  | -- |  | 4650 |  | 0 | 4650 |  | 0 |  |  | 0 |  | 0
| 06.1000 | Rough Carpentry | 9300 | SF |  | 40 | 3000 |  | BLW |  | 6.5 | 60450 |  | 63450 |  | 0 | 63450 |  | 0 |  |  | 0 |  | 0
|  | Ext & Int Walls | 15450 | BF |  | SUB | SUB | 1 | 15450 |  |  | ABV |  | 15450 |  | 0 | 15450 |  | 0 |  |  | 0 |  | 0
|  | Stair Framing | 1 | FLIGHT |  | SUB | SUB | 1000 | 1000 |  |  | ABV |  | 1000 |  | 0 | 1000 |  | 0 |  |  | 0 |  | 0
| 06.1601 | Wall Sheathing | 5250 | SF |  | SUB | SUB | 0.9 | 4725 |  |  | ABV |  | 4725 |  | 0 | 4725 |  | 0 |  |  | 0 |  | 0
06 Total |  | Division 6 Subtotal | [11 empty] | 93925
| 07.0000 | Envelope QC, Mockups & Water Testing | 2 | WEEKS | 45 | 90 | 6750 |  | 5000 |  |  | -- |  | 11750
| 07.0000 | Div 7 Equipment | 0.5 | MO |  | -- | -- |  | -- | 9500 |  | -- |  | 9500
| 07.2100 | Thermal Insulation (Ext Wall) | 7500 | SF |  | SUB | SUB |  | SUB |  | 1.35 | 10125 |  | 10125 |  | 0 | 10125 |  | 0 |  |  | 0 |  | 0
| 07.2500 | Weather Barrier - Open Joint Siding | 5250 | SF | 0.028 | 147 | 11025 | 2.1 | 11025 |  |  | -- |  | 22050 |  | 0 | 22050 |  | 0 |  |  | 0 |  | 0
| 07.4626 | Hardie Siding |  |  |  | -- | -- |  | -- |  |  | -- |  | -- |  | 0 | 0 |  | 0 |  |  | 0 |  | 0
|  | PT Furring | 4096 | LF | 0.015 | 61 | 4575 | 0.6 | 2458 |  |  | -- |  | 7033 |  | 0 | 7033 |  | 0 |  |  | 0 |  | 0
|  | Panel (Hardie Reveal) | 5120 | SF | 0.135 | 691 | 51825 | 4 | 20480 |  |  | -- |  | 72305 |  | 0 | 72305 |  | 0 |  |  | 0 |  | 0
|  | Nails, Bolts, Fasteners | 5120 | SF |  | -- | -- | 0.5 | 2560 |  |  | 0 |  | 2560 |  | 0 | 2560 |  | 0 |  |  | 0 |  | 0
| 07.5400 | TPO Roofing With Insulation | 5900 | SF |  | SUB | SUB |  | SUB |  | 10 | 59000 |  | 59000 |  | 0 | 59000 |  | 0 |  |  | 0 |  | 0
|  | Parapet Cap | 125 | LF |  | SUB | SUB |  | SUB |  |  | ABV |  | ABV |  | 0 | 0 |  | 0 |  |  | 0 |  | 0
| 07.6000 | Flashing & Sheetmetal (Siding) | 1 | LS |  | IN 07.4626 | IN 07.4626 |  | IN 07.4626 |  |  | IN 07.4626 |  | IN 07.4626 |  | 0 | 0 |  | 0 |  |  | 0 |  | 0
| 07.8100 | Cementitious Fireproofing | 6 | TONS |  | SUB | SUB |  | SUB |  | 1500 | 9000 |  | 9000 |  | 0 | 9000 |  | 0 |  |  | 0 |  | 0
| 07.8400 | Firestopping | 1 | LS |  | -- | -- |  | 2000 |  |  | -- |  | 2000 | ALLW | 0 | 2000 |  | 0 |  |  | 0 |  | 0
| 07.9200 | Joint Sealants | 5120 | SF | 0.003 | 15 | 1125 | 0.9 | 4608 |  |  | -- |  | 5733 |  | 0 | 5733 |  | 0 |  |  | 0 |  | 0
07 Total |  | Division 7 Subtotal | [11 empty] | 211056
| 08.4100 | Entrances & Storefront | 1095 | SF |  | SUB | SUB |  | SUB |  | 80 | 87600 |  | 87600 |  | 0 | 87600 |  | 0 |  |  | 0 |  | 0
| 08.5000 | Windows |  |  |  | -- | -- |  | -- |  |  | -- |  | --
|  | Windows - Installation | 16 | EA | 4 | 64 | 4800 |  | BLW |  |  | -- |  | 4800
|  | Windows - Material | 450 | SF |  | ABV | ABV | 28 | 12600 |  |  | -- |  | 12600
|  | Install WOCD and Screens | 16 | EA | 0.25 | 4 | 300 |  | -- |  |  | -- |  | 300
| 08.7113 | Automatic Door Operators | 2 | EA |  | SUB | SUB |  | SUB |  | 5000 | 10000 |  | 10000
08 Total |  | Division 8 Subtotal | [11 empty] | 115300
| 09.2900 | Gypsum Board | 24200 | SF |  | SUB | SUB |  | SUB |  | 1.85 | 44770 |  | 44770 |  | 0 | 44770 |  | 0 |  |  | 0 |  | 0
|  | RC Channel | 9500 | SF |  | SUB | SUB |  | SUB |  | 1 | 9500 |  | 9500 |  | 0 | 9500 |  | 0 |  |  | 0 |  | 0
| 09.9100 | Exterior Painting | 5120 | SF |  | SUB | SUB |  | SUB |  | 1.5 | 7680 |  | 7680 |  | 0 | 7680 |  | 0 |  |  | 0 |  | 0
09 Total |  | Division 9 Subtotal | [11 empty] | 61950
| 14.0000 | Elevator | 1 | STOPS |  | SUB | SUB |  | SUB |  |  | 31100 |  | 31100
|  | Elevator Steel | 1 | LS |  | SUB | SUB |  | SUB |  |  | 1100 |  | 1100
|  | Sump Pump | 1 | LS |  | SUB | SUB |  | SUB |  |  | IN 22.0000 |  | IN 22.0000
14 Total |  | Division 14 Subtotal | [11 empty] | 32200
| 21.0000 | Fire Suppression | 9300 | SF |  | SUB | SUB |  | SUB |  | 3 | 27900 |  | 27900 |  | 0 | 27900 |  | 0 |  |  | 0 |  | 0
21 Total |  | Division 21 Subtotal | [11 empty] | 27900
| 22.0000 | Plumbing | 9300 | SF |  | SUB | SUB |  | SUB |  |  | 278100 |  | 278100 |  | 0 | 278100 |  | 0 |  |  | 0 |  | 0
22 Total |  | Division 22 Subtotal | [11 empty] | 278100
| 23.0000 | HVAC | 9300 | SF |  | SUB | SUB |  | SUB |  |  | ABV |  | ABV |  | 0 | 0 |  | 0 |  |  | 0 |  | 0
23 Total |  | Division 23 Subtotal | [11 empty] | ABV
| 26.0000 | Electrical | 9300 | SF |  | SUB | SUB |  | SUB |  |  | 53500 |  | 53500 |  | 0 | 53500 |  | 0 |  |  | 0 |  | 0
26 Total |  | Division 26 Subtotal | [11 empty] | 53500
| 32.1005 | Site Concrete |  |  |  | -- | -- |  | -- |  |  | -- |  | -- |  | 0 | 0 |  | 0 |  |  | 0 |  | 0
|  | 4" Sidewalk | 4100 | SF |  | SUB | SUB |  | SUB |  | 8 | 32800 |  | 32800
|  | Concrete Stairs | 75 | SF |  | SUB | SUB |  | SUB |  | 25 | 1875 |  | 1875
|  | Concrete Seat Wall | 25 | LF |  | SUB | SUB |  | SUB |  | 100 | 2500 |  | 2500
|  | Trash Enclosure 6" Pad | 390 | SF |  | SUB | SUB |  | SUB |  | 10 | 3900 |  | 3900
| 32.3100 | Decorative Metal Fence | 330 | LF |  | SUB | SUB |  | SUB |  | 75 | 24750 |  | 24750
|  | Transformer Retaining Wall Guardrail | 50 | LF |  | SUB | SUB |  | SUB |  | 75 | 3750 |  | 3750 |  | 0 | 3750 |  | 0 |  |  | 0 |  | 0
| 32.9000 | Landscaping | 2900 | SF |  | SUB | SUB |  | SUB |  | 10 | 29000 |  | 29000
32 Total |  | Division 32 Subtotal | [11 empty] | 98575
Grand Total | [13 empty] | 1277464
[6 empty] | 0 | 0 |  | 0 |  |  | 0 |  | 0 |  | 0 | 0 |  | 0 |  |  | 0 |  | 0
[6 empty] | 0 | 0 |  | 0 |  |  | 0 |  | 0 |  | 0 | 0 |  | 0 |  |  | 0 |  | 0
[6 empty] | 0 | 0 |  | 0 |  |  | 0 |  | 0 |  | 0 | 0 |  | 0 |  |  | 0 |  | 0
[6 empty] | 0 | 0 |  | 0 |  |  | 0 |  | 0 |  | 0 | 0 |  | 0 |  |  | 0 |  | 0
|  | TOTAL |  |  |  | 2162 | 162150 |  | 288664 | 9500 |  | 817150 |  | 1277464 | [7 empty] | 0 |  | 0
[23 empty] | FUEL SURCHARGE | 0
[9 empty] | CROSSCHECK: | OK
0
[5 empty] | TOTAL MANHOURS | 2162
[5 empty] | TOTAL SF OF BLDG | 9300 | [5 empty] | ADD / DEDUCT
|  | GC's |  |  | MHRS PER SF | 0.23247 | [5 empty] | SUBTOTAL |  | 1277464
|  | GENERAL CONDITIONS | [9 empty] | FEE |  | 0
|  | ADMINISTRATION & MANAGEMENT LABOR (PM, PE & PA) |  |  | $ / SF | 137.3617 | [5 empty] | DIRECT O.H. ADJUSTMENT
|  | Parking Garage | 5600 | SF | 5.72% | [6 empty] | DESIGN & ESTIMATING CONTINGENCY |  | 0
|  | Basement | 4500 | SF | 4.597%
|  | Level 1 - ELC | 9300 | SF | 9.499% | [6 empty] | ESTIMATE TOTAL |  | 1277464
|  | Level 1 - Residential | 13450 | SF | 13.74%
|  | Level 2 | 21700 | SF | 22.17%
|  | Level 3 | 21700 | SF | 22.17%
|  | Level 4 | 21650 | SF | 22.11%
|  | Total SF | 97900 | SF
BID ITEM 999 TOTAL
Adjust
|  | Total to be Allocated | 0
Total
Adjust (not allocating)
|  | Less Allocated | 0
|  | Base Less Allocated | 0
Note on C6: [Threaded comment] Your version of Excel allows you to read this threaded comment; however, any edits to it will get removed if the file is opened in a newer version of Excel. Learn more: https://go.microsoft.com/fwlink/?linkid=870924 Comment: Forklift $5,125/MO, Self Dumping Hopper $250/MO
Note on O22: [Threaded comment] Your version of Excel allows you to read this threaded comment; however, any edits to it will get removed if the file is opened in a newer version of Excel. Learn more: https://go.microsoft.com/fwlink/?linkid=870924 Comment: 55% of board footage is in the exterior walls, 45% is in the interior walls

## ELC C&S SOV
Phase | Description | Quantity | U/M | Line Subtotal | ** | Comments
01.5419 | Tower Crane Operator | 0.5 | MO | 4500 | 0
01.5424 | Tower Crane | 0.5 | MO | 11000 | 0
015450 | Equipment | 0.5 | MO | 2688 | 0
0 | Division 1 Subtotal | 0 | 0 | 18188 | 0
03.1100 | Concrete | 0 | CY | 8625 | 0
03.2000 | Concrete Reinforcing | 0 | TONS | ABV | 0
03.3000 | Concrete Pour | 0 | CY | ABV | 0
03.3501 | SOG Finishing | 0 | SF | ABV | 0
03.3507 | Sawcut Control Joints | 0 | LF | ABV | 0
03.3716 | Pump Truck | 0 | CY | ABV | 0
03.3900 | SOG Curing | 9080 | SF | 5645 | 0
0 | Division 3 Subtotal | 0 | 0 | 14270 | 0
05.2100 | Structural Steel | 50 | TONS | 243750 | 0
0 | Canopy | 1 | EA | 15000 | 0
05.5500 | Trash Enclosure | 1 | EA | 13750 | ALLW
0 | Division 5 Subtotal | 0 | 0 | 272500 | 0
06.0523 | Nails, Bolts, Fasteners | 9300 | SF | 4650 | 0
06.0525 | Job Consumables | 9300 | SF | 4650 | 0
06.1000 | Rough Carpentry | 9300 | SF | 63450 | 0
0 | Ext & Int Walls | 15450 | BF | 15450 | 0
0 | Stair Framing | 1 | FLIGHT | 1000 | 0
06.1601 | Wall Sheathing | 5250 | SF | 4725 | 0
0 | Division 6 Subtotal | 0 | 0 | 93925 | 0
07.0000 | Envelope QC, Mockups & Water Testing | 2 | WEEKS | 11750 | 0
07.0000 | Div 7 Equipment | 0.5 | MO | 9500 | 0
07.2100 | Thermal Insulation (Ext Wall) | 7500 | SF | 10125 | 0
07.2500 | Weather Barrier - Open Joint Siding | 5250 | SF | 22050 | 0
07.4626 | Hardie Siding | 0 | 0 | -- | 0
0 | PT Furring | 4096 | LF | 7033 | 0
0 | Panel (Hardie Reveal) | 5120 | SF | 72305 | 0
0 | Nails, Bolts, Fasteners | 5120 | SF | 2560 | 0
07.5400 | TPO Roofing With Insulation | 5900 | SF | 59000 | 0
0 | Parapet Cap | 125 | LF | ABV | 0
07.6000 | Flashing & Sheetmetal (Siding) | 1 | LS | IN 07.4626 | 0
07.8100 | Cementitious Fireproofing | 6 | TONS | 9000 | 0
07.8400 | Firestopping | 1 | LS | 2000 | ALLW
07.9200 | Joint Sealants | 5120 | SF | 5733 | 0
0 | Division 7 Subtotal | 0 | 0 | 211056 | 0
08.4100 | Entrances & Storefront | 1095 | SF | 87600 | 0
08.5000 | Windows | 0 | 0 | -- | 0
0 | Windows - Installation | 16 | EA | 4800 | 0
0 | Windows - Material | 450 | SF | 12600 | 0
0 | Install WOCD and Screens | 16 | EA | 300 | 0
08.7113 | Automatic Door Operators | 2 | EA | 10000 | 0
0 | Division 8 Subtotal | 0 | 0 | 115300 | 0
09.2900 | Gypsum Board | 24200 | SF | 44770 | 0
0 | RC Channel | 9500 | SF | 9500 | 0
09.9100 | Exterior Painting | 5120 | SF | 7680 | 0
0 | Division 9 Subtotal | 0 | 0 | 61950 | 0
14.0000 | Elevator | 1 | STOPS | 31100 | 0
0 | Elevator Steel | 1 | LS | 1100 | 0
0 | Sump Pump | 1 | LS | IN 22.0000 | 0
0 | Division 14 Subtotal | 0 | 0 | 32200 | 0
21.0000 | Fire Suppression | 9300 | SF | 27900 | 0
0 | Division 21 Subtotal | 0 | 0 | 27900 | 0
22.0000 | Plumbing | 9300 | SF | 278100 | 0
0 | Division 22 Subtotal | 0 | 0 | 278100 | 0
23.0000 | HVAC | 9300 | SF | ABV | 0
0 | Division 23 Subtotal | 0 | 0 | ABV | 0
26.0000 | Electrical | 9300 | SF | 53500 | 0
0 | Division 26 Subtotal | 0 | 0 | 53500 | 0
32.1005 | Site Concrete | 0 | 0 | -- | 0
0 | 4" Sidewalk | 4100 | SF | 32800 | 0
0 | Concrete Stairs | 75 | SF | 1875 | 0
0 | Concrete Seat Wall | 25 | LF | 2500 | 0
0 | Trash Enclosure 6" Pad | 390 | SF | 3900 | 0
32.3100 | Decorative Metal Fence | 330 | LF | 24750 | 0
0 | Transformer Retaining Wall Guardrail | 50 | LF | 3750 | 0
32.9000 | Landscaping | 2900 | SF | 29000 | 0
0 | Division 32 Subtotal | 0 | 0 | 98575 | 0
| BONDS/INSURANCE/TAXES & PERMITS SUBTOTAL |  |  | 28115.0739
| PROJECT MANAGEMENT & ADMINISTRATION SUBTOTAL |  |  | 27747.9408
| FIELD SUPERVISION AND SUPPORT SUBTOTAL |  |  | 84317.052
0 |  | 0 | 0 | 0 | 0
0 | SUBTOTAL | 0 | 0 | 1277464 | 0
0 | FEE | 3.95% | 0 | 55997 | 0
0 | DESIGN & ESTIMATING CONTINGENCY | 5% | 0 | 70882.2033 | 0
0 |  | 0 | 0 | 0 | 0
0 | ESTIMATE TOTAL | 0 | 0 | 1544523.2701 | 0
0 | 0 | 0 | 0 | 0 | 0

## ELC TI
[14 empty] | (less allocated) | ALLW
[7 empty] | 75 | [5 empty] | Plug | 0 | B/O | 0
Bid Item | Phase | Description | Quantity | U/M | Unit Labor | Est. MH's | MH Dollars | Unit Mat'l | Mat'l Dollars | Equip. Dollars | Subcontract Unit | Subcontract | (P) | Line Subtotal | NIC | Allocated OH&P | Total | Unit Quantity | Unit Dollar | Comments | Unit Weight | Weight | Unit Freight C/WT. | Freight
| 06.0523 | Nails, Bolts, Fasteners | 9300 | SF |  | -- | -- | 0.55 | 5115 |  |  | -- |  | 5115 |  | 0 | 5115 |  | 0 |  |  | 0 |  | 0
| 06.0525 | Job Consumables | 9300 | SF |  | -- | -- | 0.55 | 5115 |  |  | -- |  | 5115 |  | 0 | 5115 |  | 0 |  |  | 0 |  | 0
| 06.1000 | Rough Carpentry | 9300 | SF |  | 40 | 3000 |  | BLW |  | 5.5 | 51150 |  | 54150 |  | 0 | 54150 |  | 0 |  |  | 0 |  | 0
|  | Ext & Int Walls | 12700 | BF |  | SUB | SUB | 1 | 12700 |  |  | ABV |  | 12700 |  | 0 | 12700 |  | 0 |  |  | 0 |  | 0
| 06.1601 | Wall Sheathing | 4300 | SF |  | SUB | SUB | 0.9 | 3870 |  |  | ABV |  | 3870 |  | 0 | 3870 |  | 0 |  |  | 0 |  | 0
06 Total |  | Division 06 Subtotal | [11 empty] | 80950
| 07.2100 | Thermal Insulation (Int Walls) | 7950 | SF |  | SUB | SUB |  | SUB |  | 1.35 | 10733 |  | 10733 |  | 0 | 10733 |  | 0 |  |  | 0 |  | 0
07 Total |  | Division 07 Subtotal | [11 empty] | 10733
| 08.1400 | Doors & Frames |  |  |  | -- | -- |  | -- |  |  | -- |  | -- |  | 0 | 0 |  | 0 |  |  | 0 |  | 0
|  | HM Door and Frame | 4 | EA | 3 | 12 | 900 | 700 | 2800 |  |  | -- |  | 3700 |  | 0 | 3700 |  | 0 |  |  | 0 |  | 0
|  | HM Frame, Pre-Finished Wood Door, SC - Unit Entry & Office | 16 | EA | 3 | 48 | 3600 | 700 | 11200 |  |  | -- |  | 14800 |  | 0 | 14800 |  | 0 |  |  | 0 |  | 0
| 08.5000 | Interior Relites | 6 | EA | 2 | 12 | 900 | 400 | 2400 |  |  | -- |  | 3300
| 08.7110 | Finish Hardware |  |  |  | -- | -- |  | -- |  |  | -- |  | -- |  | 0 | 0 |  | 0 |  |  | 0 |  | 0
|  | HM Door and Frame | 4 | EA | 4 | 16 | 1200 | 550 | 2200 |  |  | -- |  | 3400 |  | 0 | 3400 |  | 0 |  |  | 0 |  | 0
|  | HM Frame, Pre-Finished Wood Door, SC - Unit Entry & Office | 16 | EA | 2 | 32 | 2400 | 450 | 7200 |  |  | -- |  | 9600 |  | 0 | 9600 |  | 0 |  |  | 0 |  | 0
| 08.8100 | Glazing For Relites | 96 | SF | 0.12 | 12 | 900 | 25 | 2400 |  |  | -- |  | 3300 |  | 0 | 3300 |  | 0 |  |  | 0 |  | 0
08 Total |  | Division 08 Subtotal | [11 empty] | 38100
| 09.0000 | Interior Finishes & Coordination | 2 | WEEKS | 45 | 90 | 6750 |  | -- |  |  | -- |  | 6750
| 09.2900 | Gypsum Board | 14500 | SF |  | SUB | SUB |  | SUB |  | 1.85 | 26825 |  | 26825 |  | 0 | 26825 |  | 0 |  |  | 0 |  | 0
|  | RC Channel | 4000 | SF |  | SUB | SUB |  | SUB |  | 1 | 4000 |  | 4000 |  | 0 | 4000 |  | 0 |  |  | 0 |  | 0
| 09.5100 | Acoustical Ceiling | 6230 | SF |  | SUB | SUB |  | SUB |  | 2.5 | 15575 |  | 15575
| 09.6000 | Flooring |  |  |  | -- | -- |  | -- |  |  | 0 |  | 0 |  | 0 | 0 |  | 0 |  |  | 0 |  | 0
|  | Stained Concrete | 1790 | SF |  | SUB | SUB |  | SUB |  | 5 | 8950 |  | 8950 |  | 0 | 8950 |  | 0 |  |  | 0 |  | 0
|  | Sealed Concrete | 310 | SF |  | SUB | SUB |  | SUB |  | 1 | 310 |  | 310 |  | 0 | 310 |  | 0 |  |  | 0 |  | 0
|  | Walk Off Mat | 100 | SF |  | SUB | SUB |  | SUB |  | 3 | 300 |  | 300 |  | 0 | 300 |  | 0 |  |  | 0 |  | 0
|  | Ceramic Tile | 935 | SF |  | SUB | SUB |  | SUB |  | 15 | 14025 |  | 14025 |  | 0 | 14025 |  | 0 |  |  | 0 |  | 0
|  | Rubber Treads & Risers | 110 | SF |  | SUB | SUB |  | SUB |  | 4 | 440 |  | 440 |  | 0 | 440 |  | 0 |  |  | 0 |  | 0
|  | Sheet Vinyl | 6520 | SF |  | SUB | SUB |  | SUB |  | 2.75 | 17930 |  | 17930 |  | 0 | 17930 |  | 0 |  |  | 0 |  | 0
|  | Rubber Base | 1800 | LF |  | SUB | SUB |  | SUB |  | 2 | 3600 |  | 3600 |  | 0 | 3600 |  | 0 |  |  | 0 |  | 0
| 09.6001 | Floor Prep | 9300 | SF |  | SUB | SUB |  | SUB |  | 0.5 | 4650 |  | 4650 |  | 0 | 4650 |  | 0 |  |  | 0 |  | 0
| 09.9100 | Painting |  |  |  | -- | -- |  | -- |  |  | -- |  | -- |  | 0 | 0 |  | 0 |  |  | 0 |  | 0
|  | Interior | 41150 | SF |  | SUB | SUB |  | SUB |  | 1 | 41150 |  | 41150 |  | 0 | 41150 |  | 0 |  |  | 0 |  | 0
|  | Exterior | 5120 | SF |  | SUB | SUB |  | SUB |  | 1.5 | 7680 |  | 7680 |  | 0 | 7680 |  | 0 |  |  | 0 |  | 0
09 Total |  | Division 09 Subtotal | [11 empty] | 152185
| 10.1400 | Signage |  |  |  | -- | -- |  | -- |  |  | -- |  | --
|  | Misc Rooms | 18 | EA | 0.5 | 9 | 675 | 75 | 1350 |  |  | -- |  | 2025
|  | Stairwell | 5 | EA | 0.5 | 3 | 225 | 75 | 375 |  |  | -- |  | 600
|  | Bldg Address Sign | 1 | EA | 2 | 2 | 150 | 250 | 250 |  |  | -- |  | 400
| 10.2113 | Toilet Compartments | 8 | EA | 8 | 64 | 4800 | 1000 | 8000 |  |  | -- |  | 12800
| 10.2613 | Corner Guards | 15 | EA | 0.5 | 8 | 600 | 25 | 375 |  |  | -- |  | 975
| 10.2800 | Bathroom Accessories | 6 | EA |  | 40 | 3000 |  | 5000 |  |  | -- |  | 8000 |  | 0 | 8000 |  | 0 |  |  | 0 |  | 0
| 10.4400 | Fire Protection Specialties | 5 | EA | 2 | 10 | 750 | 300 | 1500 |  |  | -- |  | 2250
10 Total |  | Division 10 Subtotal | [11 empty] | 27050
| 11.3100 | Residential Appliances | 2 | EA |  | -- | -- |  | -- |  |  | -- |  | -- |  | 0 | 0 |  | 0 |  |  | 0 |  | 0
|  | Refrigerator - Infant 1 & 2 | 2 | EA |  | SUB | SUB |  | SUB |  | 1500 | 3000 |  | 3000 |  | 0 | 3000 |  | 0 |  |  | 0 |  | 0
|  | Refrigerator - Kitchen | 3 | EA |  | SUB | SUB |  | SUB |  | 3000 | 9000 |  | 9000 |  | 0 | 9000 |  | 0 |  |  | 0 |  | 0
|  | Range | 1 | EA |  | SUB | SUB |  | SUB |  | 2500 | 2500 |  | 2500 |  | 0 | 2500 |  | 0 |  |  | 0 |  | 0
|  | Range Hood | 1 | EA |  | SUB | SUB |  | SUB |  | 1500 | 1500 |  | 1500 |  | 0 | 1500 |  | 0 |  |  | 0 |  | 0
11 Total |  | Division 11 Subtotal | [11 empty] | 16000
| 12.2100 | Roller Shades | 32 | EA |  | SUB | SUB |  | SUB |  | 425 | 13600 |  | 13600
| 12.3000 | Casework | 237 | LF |  | SUB | SUB |  | SUB |  | 175 | 41475 |  | 41475 |  | 0 | 41475 |  | 0 |  |  | 0 |  | 0
|  | Cubbies | 7 | EA |  | SUB | SUB |  | SUB |  | 3500 | 24500 |  | 24500 |  | 0 | 24500 |  | 0 |  |  | 0 |  | 0
| 12.3600 | Countertops - PLam | 276 | SF |  | SUB | SUB |  | SUB |  | 25 | 6900 |  | 6900 |  | 0 | 6900 |  | 0 |  |  | 0 |  | 0
|  | Window Sills - PLam | 140 | LF |  | SUB | SUB |  | SUB |  | 15 | 2100 |  | 2100 |  | 0 | 2100 |  | 0 |  |  | 0 |  | 0
| 12.9300 | Site Furnishings |  |  |  | -- | -- |  | -- |  |  | -- |  | -- |  | 0 | 0 |  | 0 |  |  | 0 |  | 0
|  | Play Area Deck (No Details) | 1 | EA | 60 | 60 | 4500 | 2500 | 2500 |  |  | -- |  | 7000 | ALLW
|  | Covered Pavilion (No Details) | 1 | EA |  | SUB | SUB |  | SUB |  | 10000 | 10000 |  | 10000 | ALLW
|  | Site Bench's | 5 | EA | 2 | 10 | 750 | 1000 | 5000 |  |  | -- |  | 5750
12 Total |  | Division 12 Subtotal | [11 empty] | 111325
| 13.0000 | Playground Equipment | 1 | LS |  | SUB | SUB |  | SUB |  |  | 100000 |  | 100000 | ALLW
13 Total |  | Division 13 Subtotal | [11 empty] | 100000
| 21.0000 | Fire Suppression | 9300 | SF |  | SUB | SUB |  | SUB |  | 1.5 | 13950 |  | 13950 |  | 0 | 13950 |  | 0 |  |  | 0 |  | 0
21 Total |  | Division 21 Subtotal | [11 empty] | 13950
| 22.0000 | Plumbing | 9300 | SF |  | SUB | SUB |  | SUB |  |  | 370650 |  | 370650 |  | 0 | 370650 |  | 0 |  |  | 0 |  | 0
22 Total |  | Division 22 Subtotal | [11 empty] | 370650
| 23.0000 | HVAC | 9300 | SF |  | SUB | SUB |  | SUB |  |  | ABV |  | ABV |  | 0 | 0 |  | 0 |  |  | 0 |  | 0
23 Total |  | Division 23 Subtotal | [11 empty] | ABV
| 26.0000 | Electrical | 9300 | SF |  | SUB | SUB |  | SUB |  |  | 175750 |  | 175750 |  | 0 | 175750 |  | 0 |  |  | 0 |  | 0
26 Total |  | Division 26 Subtotal | [11 empty] | 175750
Grand Total | [13 empty] | 1096693
[6 empty] | 0 | 0 |  | 0 |  |  | 0 |  | 0 |  | 0 | 0 |  | 0 |  |  | 0 |  | 0
[6 empty] | 0 | 0 |  | 0 |  |  | 0 |  | 0 |  | 0 | 0 |  | 0 |  |  | 0 |  | 0
[6 empty] | 0 | 0 |  | 0 |  |  | 0 |  | 0 |  | 0 | 0 |  | 0 |  |  | 0 |  | 0
[6 empty] | 0 | 0 |  | 0 |  |  | 0 |  | 0 |  | 0 | 0 |  | 0 |  |  | 0 |  | 0
|  | TOTAL |  |  |  | 468 | 35100 |  | 79350 | 0 |  | 982243 |  | 1096693 | [7 empty] | 0 |  | 0
[23 empty] | FUEL SURCHARGE | 0
[9 empty] | CROSSCHECK: | OK
0
[5 empty] | TOTAL MANHOURS | 468
[5 empty] | TOTAL SF OF BLDG | 9300 | [5 empty] | ADD / DEDUCT
|  | GC's |  |  | MHRS PER SF | 0.050323 | [5 empty] | SUBTOTAL |  | 1096693
|  | GENERAL CONDITIONS | [9 empty] | FEE |  | 0
|  | ADMINISTRATION & MANAGEMENT LABOR (PM, PE & PA) |  |  | $ / SF | 117.924 | [5 empty] | DIRECT O.H. ADJUSTMENT
|  | Parking Garage | 5600 | SF | 5.72% | [6 empty] | DESIGN & ESTIMATING CONTINGENCY |  | 0
|  | Basement | 4500 | SF | 4.597%
|  | Level 1 - ELC | 9300 | SF | 9.499% | [6 empty] | ESTIMATE TOTAL |  | 1096693
|  | Level 1 - Residential | 13450 | SF | 13.74%
|  | Level 2 | 21700 | SF | 22.17%
|  | Level 3 | 21700 | SF | 22.17%
|  | Level 4 | 21650 | SF | 22.11%
|  | Total SF | 97900 | SF
BID ITEM 999 TOTAL
Adjust
|  | Total to be Allocated | 0
Total
Adjust (not allocating)
|  | Less Allocated | 0
|  | Base Less Allocated | 0
Note on O7: [Threaded comment] Your version of Excel allows you to read this threaded comment; however, any edits to it will get removed if the file is opened in a newer version of Excel. Learn more: https://go.microsoft.com/fwlink/?linkid=870924 Comment: 55% of board footage is in the exterior walls, 45% is in the interior walls

## ELC TI SOV
Phase | Description | Quantity | U/M | Line Subtotal | ** | Comments
06.0523 | Nails, Bolts, Fasteners | 9300 | SF | 5115 | 0
06.0525 | Job Consumables | 9300 | SF | 5115 | 0
06.1000 | Rough Carpentry | 9300 | SF | 54150 | 0
0 | Ext & Int Walls | 12700 | BF | 12700 | 0
06.1601 | Wall Sheathing | 4300 | SF | 3870 | 0
0 | Division 06 Subtotal | 0 | 0 | 80950 | 0
07.2100 | Thermal Insulation (Int Walls) | 7950 | SF | 10733 | 0
0 | Division 07 Subtotal | 0 | 0 | 10733 | 0
08.1400 | Doors & Frames | 0 | 0 | -- | 0
0 | HM Door and Frame | 4 | EA | 3700 | 0
0 | HM Frame, Pre-Finished Wood Door, SC - Unit Entry & Office | 16 | EA | 14800 | 0
08.5000 | Interior Relites | 6 | EA | 3300 | 0
08.7110 | Finish Hardware | 0 | 0 | -- | 0
0 | HM Door and Frame | 4 | EA | 3400 | 0
0 | HM Frame, Pre-Finished Wood Door, SC - Unit Entry & Office | 16 | EA | 9600 | 0
08.8100 | Glazing For Relites | 96 | SF | 3300 | 0
0 | Division 08 Subtotal | 0 | 0 | 38100 | 0
09.2900 | Gypsum Board | 14500 | SF | 26825 | 0
0 | RC Channel | 4000 | SF | 4000 | 0
09.5100 | Acoustical Ceiling | 6230 | SF | 15575 | 0
09.6000 | Flooring | 0 | 0 | 0 | 0
0 | Stained Concrete | 1790 | SF | 8950 | 0
0 | Sealed Concrete | 310 | SF | 310 | 0
0 | Walk Off Mat | 100 | SF | 300 | 0
0 | Ceramic Tile | 935 | SF | 14025 | 0
0 | Rubber Treads & Risers | 110 | SF | 440 | 0
0 | Sheet Vinyl | 6520 | SF | 17930 | 0
0 | Rubber Base | 1800 | LF | 3600 | 0
09.6001 | Floor Prep | 9300 | SF | 4650 | 0
09.9100 | Painting | 0 | 0 | -- | 0
0 | Interior | 41150 | SF | 41150 | 0
0 | Exterior | 5120 | SF | 7680 | 0
0 | Division 09 Subtotal | 0 | 0 | 152185 | 0
10.1400 | Signage | 0 | 0 | -- | 0
0 | Misc Rooms | 18 | EA | 2025 | 0
0 | Stairwell | 5 | EA | 600 | 0
0 | Bldg Address Sign | 1 | EA | 400 | 0
10.2113 | Toilet Compartments | 8 | EA | 12800 | 0
10.2613 | Corner Guards | 15 | EA | 975 | 0
10.2800 | Bathroom Accessories | 6 | EA | 8000 | 0
10.4400 | Fire Protection Specialties | 5 | EA | 2250 | 0
0 | Division 10 Subtotal | 0 | 0 | 27050 | 0
11.3100 | Residential Appliances | 2 | EA | -- | 0
0 | Refrigerator - Infant 1 & 2 | 2 | EA | 3000 | 0
0 | Refrigerator - Kitchen | 3 | EA | 9000 | 0
0 | Range | 1 | EA | 2500 | 0
0 | Range Hood | 1 | EA | 1500 | 0
0 | Division 11 Subtotal | 0 | 0 | 16000 | 0
12.2100 | Roller Shades | 32 | EA | 13600 | 0
12.3000 | Casework | 237 | LF | 41475 | 0
0 | Cubbies | 7 | EA | 24500 | 0
12.3600 | Countertops - PLam | 276 | SF | 6900 | 0
0 | Window Sills - PLam | 140 | LF | 2100 | 0
12.9300 | Site Furnishings | 0 | 0 | -- | 0
0 | Play Area Deck (No Details) | 1 | EA | 7000 | ALLW
0 | Covered Pavilion (No Details) | 1 | EA | 10000 | ALLW
0 | Site Bench's | 5 | EA | 5750 | 0
0 | Division 12 Subtotal | 0 | 0 | 111325 | 0
13.0000 | Playground Equipment | 1 | LS | 100000 | ALLW
0 | Division 13 Subtotal | 0 | 0 | 100000 | 0
21.0000 | Fire Suppression | 9300 | SF | 13950 | 0
0 | Division 21 Subtotal | 0 | 0 | 13950 | 0
22.0000 | Plumbing | 9300 | SF | 370650 | 0
0 | Division 22 Subtotal | 0 | 0 | 370650 | 0
23.0000 | HVAC | 9300 | SF | ABV | 0
0 | Division 23 Subtotal | 0 | 0 | ABV | 0
26.0000 | Electrical | 9300 | SF | 175750 | 0
0 | Division 26 Subtotal | 0 | 0 | 175750 | 0
| BONDS/INSURANCE/TAXES & PERMITS SUBTOTAL |  |  | 24136.5743
| PROJECT MANAGEMENT & ADMINISTRATION SUBTOTAL |  |  | 23821.3934
| FIELD SUPERVISION AND SUPPORT SUBTOTAL |  |  | 72385.5394
0 | 0 | 0 | 0 |  | 0
0 | SUBTOTAL | 0 | 0 | 1096693 | 0
0 | FEE | 3.95% | 0 | 48073 | 0
0 | DESIGN & ESTIMATING CONTINGENCY | 5% | 0 | 60851.8254 | 0
0 |  | 0 | 0 | 0 | 0
0 | ESTIMATE TOTAL | 0 | 0 | 1325961.3324 | 0
0 | 0 | 0 | 0 | 0 | 0

## Template
[20 empty] | (less allocated) | ALLW
[13 empty] | 75 | [5 empty] | Plug | 0 | B/O | 0
Drawing | Detail | Description | Length (FT) or Area (SF) | Height (FT) | Width (FT) | Sides/Count | Waste | Conversion | Quantity | U/M | Unit Labor | Est. MH's | MH Dollars | Unit Mat'l | Mat'l Dollars | Equip. Dollars | Sub Unit | Sub | (P) | Line Subtotal | NIC | Allocated OH&P | Total | Unit Quantity | Unit Dollar | Comments | Unit Weight | Weight | Unit Freight C/WT. | Freight
[12 empty] | -- | -- |  | -- |  |  | -- |  | -- |  | 0 | 0 | 0 | 0 |  |  | 0 |  | 0
[12 empty] | -- | -- |  | -- |  |  | -- |  | -- |  | 0 | 0 | 0 | 0 |  |  | 0 |  | 0
[9 empty] | 0 |  |  | 0 | 0 |  | 0 |  |  | 0 |  | 0 |  | 0 | 0 | 0 | 0 |  |  | 0 |  | 0
[9 empty] | 0 |  |  | 0 | 0 |  | 0 |  |  | 0 |  | 0 |  | 0 | 0 | 0 | 0 |  |  | 0 |  | 0
[9 empty] | 0 |  |  | 0 | 0 |  | 0 |  |  | 0 |  | 0 |  | 0 | 0 | 0 | 0 |  |  | 0 |  | 0
[9 empty] | 0 |  |  | 0 | 0 |  | 0 |  |  | 0 |  | 0 |  | 0 | 0 | 0 | 0 |  |  | 0 |  | 0
[9 empty] | 0 |  |  | 0 | 0 |  | 0 |  |  | 0 |  | 0 |  | 0 | 0 | 0 | 0 |  |  | 0 |  | 0
[9 empty] | 0 |  |  | 0 | 0 |  | 0 |  |  | 0 |  | 0 |  | 0 | 0 | 0 | 0 |  |  | 0 |  | 0
[9 empty] | 0 |  |  | 0 | 0 |  | 0 |  |  | 0 |  | 0 |  | 0 | 0 | 0 | 0 |  |  | 0 |  | 0
[9 empty] | 0 |  |  | 0 | 0 |  | 0 |  |  | 0 |  | 0 |  | 0 | 0 | 0 | 0 |  |  | 0 |  | 0
[9 empty] | 0 |  |  | 0 | 0 |  | 0 |  |  | 0 |  | 0 |  | 0 | 0 | 0 | 0 |  |  | 0 |  | 0
[9 empty] | 0 |  |  | 0 | 0 |  | 0 |  |  | 0 |  | 0 |  | 0 | 0 | 0 | 0 |  |  | 0 |  | 0
[9 empty] | 0 |  |  | 0 | 0 |  | 0 |  |  | 0 |  | 0 |  | 0 | 0 | 0 | 0 |  |  | 0 |  | 0
[9 empty] | 0 |  |  | 0 | 0 |  | 0 |  |  | 0 |  | 0 |  | 0 | 0 | 0 | 0 |  |  | 0 |  | 0
[9 empty] | 0 |  |  | 0 | 0 |  | 0 |  |  | 0 |  | 0 |  | 0 | 0 | 0 | 0 |  |  | 0 |  | 0
[9 empty] | 0 |  |  | 0 | 0 |  | 0 |  |  | 0 |  | 0 |  | 0 | 0 | 0 | 0 |  |  | 0 |  | 0
[9 empty] | 0 |  |  | 0 | 0 |  | 0 |  |  | 0 |  | 0 |  | 0 | 0 | 0 | 0 |  |  | 0 |  | 0
[9 empty] | 0 |  |  | 0 | 0 |  | 0 |  |  | 0 |  | 0 |  | 0 | 0 | 0 | 0 |  |  | 0 |  | 0
[9 empty] | 0 |  |  | 0 | 0 |  | 0 |  |  | 0 |  | 0 |  | 0 | 0 | 0 | 0 |  |  | 0 |  | 0
[9 empty] | 0 |  |  | 0 | 0 |  | 0 |  |  | 0 |  | 0 |  | 0 | 0 | 0 | 0 |  |  | 0 |  | 0
[9 empty] | 0 |  |  | 0 | 0 |  | 0 |  |  | 0 |  | 0 |  | 0 | 0 | 0 | 0 |  |  | 0 |  | 0
[9 empty] | 0 |  |  | 0 | 0 |  | 0 |  |  | 0 |  | 0 |  | 0 | 0 | 0 | 0 |  |  | 0 |  | 0
[9 empty] | 0 |  |  | 0 | 0 |  | 0 |  |  | 0 |  | 0 |  | 0 | 0 | 0 | 0 |  |  | 0 |  | 0
[9 empty] | 0 |  |  | 0 | 0 |  | 0 |  |  | 0 |  | 0 |  | 0 | 0 | 0 | 0 |  |  | 0 |  | 0
[9 empty] | 0 |  |  | 0 | 0 |  | 0 |  |  | 0 |  | 0 |  | 0 | 0 | 0 | 0 |  |  | 0 |  | 0
[9 empty] | 0 |  |  | 0 | 0 |  | 0 |  |  | 0 |  | 0 |  | 0 | 0 | 0 | 0 |  |  | 0 |  | 0
[9 empty] | 0 |  |  | 0 | 0 |  | 0 |  |  | 0 |  | 0 |  | 0 | 0 | 0 | 0 |  |  | 0 |  | 0
[9 empty] | 0 |  |  | 0 | 0 |  | 0 |  |  | 0 |  | 0 |  | 0 | 0 | 0 | 0 |  |  | 0 |  | 0
[9 empty] | 0 |  |  | 0 | 0 |  | 0 |  |  | 0 |  | 0 |  | 0 | 0 | 0 | 0 |  |  | 0 |  | 0
[9 empty] | 0 |  |  | 0 | 0 |  | 0 |  |  | 0 |  | 0 |  | 0 | 0 | 0 | 0 |  |  | 0 |  | 0
[9 empty] | 0 |  |  | 0 | 0 |  | 0 |  |  | 0 |  | 0 |  | 0 | 0 | 0 | 0 |  |  | 0 |  | 0
[9 empty] | 0 |  |  | 0 | 0 |  | 0 |  |  | 0 |  | 0 |  | 0 | 0 | 0 | 0 |  |  | 0 |  | 0
[9 empty] | 0 |  |  | 0 | 0 |  | 0 |  |  | 0 |  | 0 |  | 0 | 0 | 0 | 0 |  |  | 0 |  | 0
[9 empty] | 0 |  |  | 0 | 0 |  | 0 |  |  | 0 |  | 0 |  | 0 | 0 | 0 | 0 |  |  | 0 |  | 0
[9 empty] | 0 |  |  | 0 | 0 |  | 0 |  |  | 0 |  | 0 |  | 0 | 0 | 0 | 0 |  |  | 0 |  | 0
[9 empty] | 0 |  |  | 0 | 0 |  | 0 |  |  | 0 |  | 0 |  | 0 | 0 | 0 | 0 |  |  | 0 |  | 0
[9 empty] | 0 |  |  | 0 | 0 |  | 0 |  |  | 0 |  | 0 |  | 0 | 0 | 0 | 0 |  |  | 0 |  | 0
[9 empty] | 0 |  |  | 0 | 0 |  | 0 |  |  | 0 |  | 0 |  | 0 | 0 | 0 | 0 |  |  | 0 |  | 0
[9 empty] | 0 |  |  | 0 | 0 |  | 0 |  |  | 0 |  | 0 |  | 0 | 0 | 0 | 0 |  |  | 0 |  | 0
[9 empty] | 0 |  |  | 0 | 0 |  | 0 |  |  | 0 |  | 0 |  | 0 | 0 | 0 | 0 |  |  | 0 |  | 0
[9 empty] | 0 |  |  | 0 | 0 |  | 0 |  |  | 0 |  | 0 |  | 0 | 0 | 0 | 0 |  |  | 0 |  | 0
[9 empty] | 0 |  |  | 0 | 0 |  | 0 |  |  | 0 |  | 0 |  | 0 | 0 | 0 | 0 |  |  | 0 |  | 0
[9 empty] | 0 |  |  | 0 | 0 |  | 0 |  |  | 0 |  | 0 |  | 0 | 0 | 0 | 0 |  |  | 0 |  | 0
[9 empty] | 0 |  |  | 0 | 0 |  | 0 |  |  | 0 |  | 0 |  | 0 | 0 | 0 | 0 |  |  | 0 |  | 0
[9 empty] | 0 |  |  | 0 | 0 |  | 0 |  |  | 0 |  | 0 |  | 0 | 0 | 0 | 0 |  |  | 0 |  | 0
[9 empty] | 0 |  |  | 0 | 0 |  | 0 |  |  | 0 |  | 0 |  | 0 | 0 | 0 | 0 |  |  | 0 |  | 0
[9 empty] | 0 |  |  | 0 | 0 |  | 0 |  |  | 0 |  | 0 |  | 0 | 0 | 0 | 0 |  |  | 0 |  | 0
[9 empty] | 0 |  |  | 0 | 0 |  | 0 |  |  | 0 |  | 0 |  | 0 | 0 | 0 | 0 |  |  | 0 |  | 0
[9 empty] | 0 |  |  | 0 | 0 |  | 0 |  |  | 0 |  | 0 |  | 0 | 0 | 0 | 0 |  |  | 0 |  | 0
[9 empty] | 0 |  |  | 0 | 0 |  | 0 |  |  | 0 |  | 0 |  | 0 | 0 | 0 | 0 |  |  | 0 |  | 0
[9 empty] | 0 |  |  | 0 | 0 |  | 0 |  |  | 0 |  | 0 |  | 0 | 0 | 0 | 0 |  |  | 0 |  | 0
[9 empty] | 0 |  |  | 0 | 0 |  | 0 |  |  | 0 |  | 0 |  | 0 | 0 | 0 | 0 |  |  | 0 |  | 0
[9 empty] | 0 |  |  | 0 | 0 |  | 0 |  |  | 0 |  | 0 |  | 0 | 0 | 0 | 0 |  |  | 0 |  | 0
[9 empty] | 0 |  |  | 0 | 0 |  | 0 |  |  | 0 |  | 0 |  | 0 | 0 | 0 | 0 |  |  | 0 |  | 0
|  | TOTAL | [9 empty] | 0 | 0 |  | 0 | 0 |  | 0 |  | 0 | [7 empty] | 0 |  | 0
[29 empty] | FUEL SURCHARGE | 0
[15 empty] | CROSSCHECK: | OK
0
[11 empty] | TOTAL MANHOURS | 0
[11 empty] | TOTAL SF OF BLDG | 0 | [5 empty] | ADD / DEDUCT
[11 empty] | MHRS PER SF | [6 empty] | SUBTOTAL |  | 0
[18 empty] | FEE | 3.95% | 0
[11 empty] | $ / SF | #DIV/0! | [5 empty] | DIRECT O.H. ADJUSTMENT
[18 empty] | WARRANTY RESERVE / HOLDBACK |  | 0
CONTRACTOR'S CONTINGENCY
[18 empty] | ESTIMATE TOTAL |  | 0
BID ITEM 999 TOTAL
Adjust
|  | Total to be Allocated | [6 empty] | 0
Total
Adjust (not allocating)
|  | Less Allocated | [6 empty] | 0
|  | Base Less Allocated | [6 empty] | 0

## Div 05 Struc Steel
[20 empty] | (less allocated) | ALLW
[13 empty] | 75 | [5 empty] | Plug | 0 | B/O | 0
Drawing | Detail | Description | Length (FT) | Height (FT) | Count | Waste | LBS/FT | LBS/TON | Quantity | U/M | Unit Labor | Est. MH's | MH Dollars | Unit Mat'l | Mat'l Dollars | Equip. Dollars | Sub Unit | Sub | (P) | Line Subtotal | NIC | Allocated OH&P | Total | Unit Quantity | Unit Dollar | Comments | Unit Weight | Weight | Unit Freight C/WT. | Freight
[12 empty] | -- | -- |  | -- |  |  | -- |  | -- |  | 0 | 0 | 0 | 0 |  |  | 0 |  | 0
|  | ELC Core & Shell Structural Steel | [9 empty] | -- | -- |  | -- |  |  | -- |  | -- |  | 0 | 0 | 0 | 0 |  |  | 0 |  | 0
S203 | 4x4x5/16 | Post | 1 | 11 | 67 | 105% | 14.8 | 0.0005 | 5.7265 | TONS |  | 0 | 0 |  | 0 |  |  | 0 |  | 0 |  | 0 | 0 | 5.7265 | 0 |  |  | 0 |  | 0
S203 | W21x50 | Wide Flange Beam | 447 | 1 | 1 | 105% | 50 | 0.0005 | 11.7338 | TONS |  | 0 | 0 |  | 0 |  |  | 0 |  | 0 |  | 0 | 0 | 11.7338 | 0 |  |  | 0 |  | 0
S203 | W14x22 | Wide Flange Beam | 44 | 1 | 1 | 105% | 22 | 0.0005 | 0.5082 | TONS |  | 0 | 0 |  | 0 |  |  | 0 |  | 0 |  | 0 | 0 | 0.5082 | 0 |  |  | 0 |  | 0
S203 | W18x50 | Wide Flange Beam | 1221 | 1 | 1 | 105% | 50 | 0.0005 | 32.0513 | TONS |  | 0 | 0 |  | 0 |  |  | 0 |  | 0 |  | 0 | 0 | 32.0513 | 0 |  |  | 0 |  | 0
[9 empty] | 0 |  |  | 0 | 0 |  | 0 |  |  | 0 |  | 0 |  | 0 | 0 | 0 | 0 |  |  | 0 |  | 0
[9 empty] | 0 |  |  | 0 | 0 |  | 0 |  |  | 0 |  | 0 |  | 0 | 0 | 0 | 0 |  |  | 0 |  | 0
[8 empty] | ELC Core & Shell Total | 50.0197 | TONS |  | 0 | 0 |  | 0 |  |  | 0 |  | 0 |  | 0 | 0 | 50.0197 | 0 |  |  | 0 |  | 0
Residential Structural Steel
S203 | 4x4x5/16 | Post | 1 | 11 | 4 | 105% | 14.8 | 0.0005 | 0.34188 | TONS |  | 0 | 0 |  | 0 |  |  | 0 |  | 0 |  | 0 | 0 | 0.34188 | 0 |  |  | 0 |  | 0
S203 | W21x50 | Wide Flange Beam | 53 | 1 | 1 | 105% | 50 | 0.0005 | 1.3913 | TONS |  | 0 | 0 |  | 0 |  |  | 0 |  | 0 |  | 0 | 0 | 1.3913 | 0 |  |  | 0 |  | 0
[9 empty] | 0 |  |  | 0 | 0 |  | 0 |  |  | 0 |  | 0 |  | 0 | 0 | 0 | 0 |  |  | 0 |  | 0
[9 empty] | 0 |  |  | 0 | 0 |  | 0 |  |  | 0 |  | 0 |  | 0 | 0 | 0 | 0 |  |  | 0 |  | 0
[9 empty] | 0 |  |  | 0 | 0 |  | 0 |  |  | 0 |  | 0 |  | 0 | 0 | 0 | 0 |  |  | 0 |  | 0
[8 empty] | Residential Total | 1.7331 | TONS |  | 0 | 0 |  | 0 |  |  | 0 |  | 0 |  | 0 | 0 | 1.7331 | 0 |  |  | 0 |  | 0
[9 empty] | 0 |  |  | 0 | 0 |  | 0 |  |  | 0 |  | 0 |  | 0 | 0 | 0 | 0 |  |  | 0 |  | 0
[9 empty] | 0 |  |  | 0 | 0 |  | 0 |  |  | 0 |  | 0 |  | 0 | 0 | 0 | 0 |  |  | 0 |  | 0
[9 empty] | 0 |  |  | 0 | 0 |  | 0 |  |  | 0 |  | 0 |  | 0 | 0 | 0 | 0 |  |  | 0 |  | 0
[9 empty] | 0 |  |  | 0 | 0 |  | 0 |  |  | 0 |  | 0 |  | 0 | 0 | 0 | 0 |  |  | 0 |  | 0
[9 empty] | 0 |  |  | 0 | 0 |  | 0 |  |  | 0 |  | 0 |  | 0 | 0 | 0 | 0 |  |  | 0 |  | 0
[9 empty] | 0 |  |  | 0 | 0 |  | 0 |  |  | 0 |  | 0 |  | 0 | 0 | 0 | 0 |  |  | 0 |  | 0
[9 empty] | 0 |  |  | 0 | 0 |  | 0 |  |  | 0 |  | 0 |  | 0 | 0 | 0 | 0 |  |  | 0 |  | 0
[9 empty] | 0 |  |  | 0 | 0 |  | 0 |  |  | 0 |  | 0 |  | 0 | 0 | 0 | 0 |  |  | 0 |  | 0
[9 empty] | 0 |  |  | 0 | 0 |  | 0 |  |  | 0 |  | 0 |  | 0 | 0 | 0 | 0 |  |  | 0 |  | 0
[9 empty] | 0 |  |  | 0 | 0 |  | 0 |  |  | 0 |  | 0 |  | 0 | 0 | 0 | 0 |  |  | 0 |  | 0
[9 empty] | 0 |  |  | 0 | 0 |  | 0 |  |  | 0 |  | 0 |  | 0 | 0 | 0 | 0 |  |  | 0 |  | 0
[9 empty] | 0 |  |  | 0 | 0 |  | 0 |  |  | 0 |  | 0 |  | 0 | 0 | 0 | 0 |  |  | 0 |  | 0
[9 empty] | 0 |  |  | 0 | 0 |  | 0 |  |  | 0 |  | 0 |  | 0 | 0 | 0 | 0 |  |  | 0 |  | 0
[9 empty] | 0 |  |  | 0 | 0 |  | 0 |  |  | 0 |  | 0 |  | 0 | 0 | 0 | 0 |  |  | 0 |  | 0
[9 empty] | 0 |  |  | 0 | 0 |  | 0 |  |  | 0 |  | 0 |  | 0 | 0 | 0 | 0 |  |  | 0 |  | 0
[9 empty] | 0 |  |  | 0 | 0 |  | 0 |  |  | 0 |  | 0 |  | 0 | 0 | 0 | 0 |  |  | 0 |  | 0
[9 empty] | 0 |  |  | 0 | 0 |  | 0 |  |  | 0 |  | 0 |  | 0 | 0 | 0 | 0 |  |  | 0 |  | 0
[9 empty] | 0 |  |  | 0 | 0 |  | 0 |  |  | 0 |  | 0 |  | 0 | 0 | 0 | 0 |  |  | 0 |  | 0
[9 empty] | 0 |  |  | 0 | 0 |  | 0 |  |  | 0 |  | 0 |  | 0 | 0 | 0 | 0 |  |  | 0 |  | 0
[9 empty] | 0 |  |  | 0 | 0 |  | 0 |  |  | 0 |  | 0 |  | 0 | 0 | 0 | 0 |  |  | 0 |  | 0
[9 empty] | 0 |  |  | 0 | 0 |  | 0 |  |  | 0 |  | 0 |  | 0 | 0 | 0 | 0 |  |  | 0 |  | 0
[9 empty] | 0 |  |  | 0 | 0 |  | 0 |  |  | 0 |  | 0 |  | 0 | 0 | 0 | 0 |  |  | 0 |  | 0
[9 empty] | 0 |  |  | 0 | 0 |  | 0 |  |  | 0 |  | 0 |  | 0 | 0 | 0 | 0 |  |  | 0 |  | 0
[9 empty] | 0 |  |  | 0 | 0 |  | 0 |  |  | 0 |  | 0 |  | 0 | 0 | 0 | 0 |  |  | 0 |  | 0
[9 empty] | 0 |  |  | 0 | 0 |  | 0 |  |  | 0 |  | 0 |  | 0 | 0 | 0 | 0 |  |  | 0 |  | 0
[9 empty] | 0 |  |  | 0 | 0 |  | 0 |  |  | 0 |  | 0 |  | 0 | 0 | 0 | 0 |  |  | 0 |  | 0
[9 empty] | 0 |  |  | 0 | 0 |  | 0 |  |  | 0 |  | 0 |  | 0 | 0 | 0 | 0 |  |  | 0 |  | 0
[9 empty] | 0 |  |  | 0 | 0 |  | 0 |  |  | 0 |  | 0 |  | 0 | 0 | 0 | 0 |  |  | 0 |  | 0
[9 empty] | 0 |  |  | 0 | 0 |  | 0 |  |  | 0 |  | 0 |  | 0 | 0 | 0 | 0 |  |  | 0 |  | 0
[9 empty] | 0 |  |  | 0 | 0 |  | 0 |  |  | 0 |  | 0 |  | 0 | 0 | 0 | 0 |  |  | 0 |  | 0
[9 empty] | 0 |  |  | 0 | 0 |  | 0 |  |  | 0 |  | 0 |  | 0 | 0 | 0 | 0 |  |  | 0 |  | 0
[9 empty] | 0 |  |  | 0 | 0 |  | 0 |  |  | 0 |  | 0 |  | 0 | 0 | 0 | 0 |  |  | 0 |  | 0
[9 empty] | 0 |  |  | 0 | 0 |  | 0 |  |  | 0 |  | 0 |  | 0 | 0 | 0 | 0 |  |  | 0 |  | 0
[9 empty] | 0 |  |  | 0 | 0 |  | 0 |  |  | 0 |  | 0 |  | 0 | 0 | 0 | 0 |  |  | 0 |  | 0
[9 empty] | 0 |  |  | 0 | 0 |  | 0 |  |  | 0 |  | 0 |  | 0 | 0 | 0 | 0 |  |  | 0 |  | 0
[9 empty] | 0 |  |  | 0 | 0 |  | 0 |  |  | 0 |  | 0 |  | 0 | 0 | 0 | 0 |  |  | 0 |  | 0
|  | TOTAL | [9 empty] | 0 | 0 |  | 0 | 0 |  | 0 |  | 0 | [7 empty] | 0 |  | 0
[29 empty] | FUEL SURCHARGE | 0
[15 empty] | CROSSCHECK: | OK
0
[11 empty] | TOTAL MANHOURS | 0
[11 empty] | TOTAL SF OF BLDG | 0 | [5 empty] | ADD / DEDUCT
[11 empty] | MHRS PER SF | [6 empty] | SUBTOTAL |  | 0
[18 empty] | FEE | 3.95% | 0
[11 empty] | $ / SF | #DIV/0! | [5 empty] | DIRECT O.H. ADJUSTMENT
[18 empty] | WARRANTY RESERVE / HOLDBACK |  | 0
CONTRACTOR'S CONTINGENCY
[18 empty] | ESTIMATE TOTAL |  | 0
BID ITEM 999 TOTAL
Adjust
|  | Total to be Allocated | [6 empty] | 0
Total
Adjust (not allocating)
|  | Less Allocated | [6 empty] | 0
|  | Base Less Allocated | [6 empty] | 0

## Div 6 Rough Carp
[21 empty] | (less allocated) | ALLW
[14 empty] | 75 | [5 empty] | Plug | 0 | B/O | 0
Location | Size | Material | Description | Length (FT) or Area (SF) | Height (FT) | Width (FT) | Sides/Count | Waste | BF Conversion | Quantity | U/M | Unit Labor | Est. MH's | MH Dollars | Unit Mat'l | Mat'l Dollars | Equip. Dollars | Sub Unit | Sub | (P) | Line Subtotal | NIC | Allocated OH&P | Total | Unit Quantity | Unit Dollar | Comments | Unit Weight | Weight | Unit Freight C/WT. | Freight
[10 empty] | 0 |  |  | 0 | 0 |  | 0 |  |  | 0 |  | 0 |  | 0 | 0 | 0 | 0 |  |  | 0 |  | 0
[10 empty] | 0 |  |  | 0 | 0 |  | 0 |  |  | 0 |  | 0 |  | 0 | 0 | 0 | 0 |  |  | 0 |  | 0
ELC Core & Shell Framing
[13 empty] | -- | -- |  | -- |  |  | -- |  | -- |  | 0 | 0 | 0 | 0 |  |  | 0 |  | 0
ELC Core & Shell | 1/2 | CDX | Exterior Wall Sheathing | 4991 | 1 | 1 | 1 | 105% | 1 | 5241 | SF |  | 0 | 0 |  | 0 |  |  | 0 |  | 0 |  | 0 | 0 | 5241 | 0 |  |  | 0 |  | 0
ELC Core & Shell | 2x4 | DF #2 | W5 - Studs | 1 | 10 | 1 | 10 | 105% | 0.67 | 71 | BF |  | 0 | 0 |  | 0 |  |  | 0 |  | 0 |  | 0 | 0 | 71 | 0 |  |  | 0 |  | 0
ELC Core & Shell | 2x4 | DF #2 | W5 - Double Top Plate | 10 | 1 | 1 | 2 | 105% | 0.67 | 15 | BF |  | 0 | 0 |  | 0 |  |  | 0 |  | 0 |  | 0 | 0 | 15 | 0 |  |  | 0 |  | 0
ELC Core & Shell | 2x4 | PT | W5 - Bottom Plate | 10 | 1 | 1 | 1 | 105% | 0.67 | 8 | BF |  | 0 | 0 |  | 0 |  |  | 0 |  | 0 |  | 0 | 0 | 8 | 0 |  |  | 0 |  | 0
ELC Core & Shell | 2x6 | DF #2 | E2 - Studs | 1 | 10 | 1 | 400 | 105% | 1 | 4200 | BF |  | 0 | 0 |  | 0 |  |  | 0 |  | 0 |  | 0 | 0 | 4200 | 0 |  |  | 0 |  | 0
ELC Core & Shell | 2x6 | DF #2 | E2 - Double Top Plate | 400 | 1 | 1 | 2 | 105% | 1 | 840 | BF |  | 0 | 0 |  | 0 |  |  | 0 |  | 0 |  | 0 | 0 | 840 | 0 |  |  | 0 |  | 0
ELC Core & Shell | 2x6 | DF #2 | W4A - Studs | 1 | 10 | 1 | 241 | 105% | 1 | 2531 | BF |  | 0 | 0 |  | 0 |  |  | 0 |  | 0 |  | 0 | 0 | 2531 | 0 |  |  | 0 |  | 0
ELC Core & Shell | 2x6 | DF #2 | W4A - Double Top Plate | 241 | 1 | 1 | 2 | 105% | 1 | 507 | BF |  | 0 | 0 |  | 0 |  |  | 0 |  | 0 |  | 0 | 0 | 507 | 0 |  |  | 0 |  | 0
ELC Core & Shell | 2x6 | DF #2 | Window Header (2) & Sill | 89 | 1 | 1 | 3 | 105% | 1 | 281 | BF |  | 0 | 0 |  | 0 |  |  | 0 |  | 0 |  | 0 | 0 | 281 | 0 |  |  | 0 |  | 0
ELC Core & Shell | 2x6 | DF #2 | Window Header (3) & Sill | 61 | 1 | 1 | 4 | 105% | 1 | 257 | BF |  | 0 | 0 |  | 0 |  |  | 0 |  | 0 |  | 0 | 0 | 257 | 0 |  |  | 0 |  | 0
ELC Core & Shell | 2x6 | PT | E2 - Bottom Plate | 400 | 1 | 1 | 1 | 105% | 1 | 420 | BF |  | 0 | 0 |  | 0 |  |  | 0 |  | 0 |  | 0 | 0 | 420 | 0 |  |  | 0 |  | 0
ELC Core & Shell | 2x6 | PT | W4A - Bottom Plate | 241 | 1 | 1 | 1 | 105% | 1 | 254 | BF |  | 0 | 0 |  | 0 |  |  | 0 |  | 0 |  | 0 | 0 | 254 | 0 |  |  | 0 |  | 0
ELC Core & Shell | 2x8 | DF #2 | Parapet Bottom Plate | 106 | 1 | 1 | 1 | 105% | 1.33 | 149 | BF |  | 0 | 0 |  | 0 |  |  | 0 |  | 0 |  | 0 | 0 | 149 | 0 |  |  | 0 |  | 0
ELC Core & Shell | 2x8 | DF #2 | Parapet Studs | 1 | 5 | 1 | 70.6667 | 105% | 1.33 | 494 | BF |  | 0 | 0 |  | 0 |  |  | 0 |  | 0 |  | 0 | 0 | 494 | 0 |  |  | 0 |  | 0
ELC Core & Shell | 2x8 | DF #2 | Parapet Top Plate | 106 | 1 | 1 | 1 | 105% | 1.33 | 149 | BF |  | 0 | 0 |  | 0 |  |  | 0 |  | 0 |  | 0 | 0 | 149 | 0 |  |  | 0 |  | 0
|  |  | Cross Check | 0 |  |  | ELC Core & Shell Totals |  | 2x4 PT Total | 8 | BF |  | 0 | 0 | 1.125 | 9 |  |  | 0 |  | 9 |  | 0 | 9 | 8 | 1.125 |  |  | 0 |  | 0
[9 empty] | 2x6 PT Total | 674 | BF |  | 0 | 0 | 1.125 | 758 |  |  | 0 |  | 758 |  | 0 | 758 | 674 | 1.1246 |  |  | 0 |  | 0
[9 empty] | 2x4 Total | 86 | BF |  | 0 | 0 | 1.038 | 89 |  |  | 0 |  | 89 |  | 0 | 89 | 86 | 1.0349 |  |  | 0 |  | 0
[9 empty] | 2x6 Total | 8616 | BF |  | 0 | 0 | 0.972 | 8375 |  |  | 0 |  | 8375 |  | 0 | 8375 | 8616 | 0.97203 |  |  | 0 |  | 0
[9 empty] | 2x8 Total | 792 | BF |  | 0 | 0 | 0.942 | 746 |  |  | 0 |  | 746 |  | 0 | 746 | 792 | 0.94192 |  |  | 0 |  | 0
[15 empty] | AVE $/BF | 0.98044
[9 empty] | 1/2 Sheathing Total | 5241 | SF |  | 0 | 0 | 0.864 | 4528 |  |  | 0 |  | 4528 |  | 0 | 4528 | 5241 | 0.86396 |  |  | 0 |  | 0
ELC TI Framing
ELC TI | 2x12 | DF #2 | Blocking (By the Unit) | 30 | 1 | 1 | 12 | 105% | 2 | 756 | BF |  | 0 | 0 |  | 0 |  |  | 0 |  | 0 |  | 0 | 0 | 756 | 0 |  |  | 0 |  | 0
ELC TI | 2x4 | DF #2 | W2 - Studs | 1 | 10 | 1 | 45 | 105% | 0.67 | 317 | BF |  | 0 | 0 |  | 0 |  |  | 0 |  | 0 |  | 0 | 0 | 317 | 0 |  |  | 0 |  | 0
ELC TI | 2x6 | DF #2 | W1 - Studs | 1 | 10 | 1 | 179 | 105% | 1 | 1880 | BF |  | 0 | 0 |  | 0 |  |  | 0 |  | 0 |  | 0 | 0 | 1880 | 0 |  |  | 0 |  | 0
ELC TI | 2x6 | DF #2 | W1 - Double Top Plate | 179 | 1 | 1 | 2 | 105% | 1 | 376 | BF |  | 0 | 0 |  | 0 |  |  | 0 |  | 0 |  | 0 | 0 | 376 | 0 |  |  | 0 |  | 0
ELC TI | 2x6 | DF #2 | W2 - Double Top Plate | 194 | 1 | 1 | 2 | 105% | 1 | 408 | BF |  | 0 | 0 |  | 0 |  |  | 0 |  | 0 |  | 0 | 0 | 408 | 0 |  |  | 0 |  | 0
ELC TI | 2x6 | DF #2 | W7A - Studs | 1 | 10 | 1 | 311 | 105% | 1 | 3266 | BF |  | 0 | 0 |  | 0 |  |  | 0 |  | 0 |  | 0 | 0 | 3266 | 0 |  |  | 0 |  | 0
ELC TI | 2x6 | DF #2 | W7A - Double Top Plate | 311 | 1 | 1 | 2 | 105% | 1 | 654 | BF |  | 0 | 0 |  | 0 |  |  | 0 |  | 0 |  | 0 | 0 | 654 | 0 |  |  | 0 |  | 0
ELC TI | 2x6 | PT | W1 - Bottom Plate | 179 | 1 | 1 | 1 | 105% | 1 | 188 | BF |  | 0 | 0 |  | 0 |  |  | 0 |  | 0 |  | 0 | 0 | 188 | 0 |  |  | 0 |  | 0
ELC TI | 2x6 | PT | W2 - Bottom Plate | 194 | 1 | 1 | 1 | 105% | 1 | 204 | BF |  | 0 | 0 |  | 0 |  |  | 0 |  | 0 |  | 0 | 0 | 204 | 0 |  |  | 0 |  | 0
ELC TI | 2x6 | PT | W7A - Bottom Plate | 311 | 1 | 1 | 1 | 105% | 1 | 327 | BF |  | 0 | 0 |  | 0 |  |  | 0 |  | 0 |  | 0 | 0 | 327 | 0 |  |  | 0 |  | 0
ELC TI | 1/2 | CDX | W1 - Wall Sheathing | 179 | 11 | 1 | 1 | 105% | 1 | 2068 | SF |  | 0 | 0 |  | 0 |  |  | 0 |  | 0 |  | 0 | 0 | 2068 | 0 |  |  | 0 |  | 0
ELC TI | 1/2 | CDX | W2 - Wall Sheathing | 194 | 11 | 1 | 1 | 105% | 1 | 2241 | SF |  | 0 | 0 |  | 0 |  |  | 0 |  | 0 |  | 0 | 0 | 2241 | 0 |  |  | 0 |  | 0
|  |  | Cross Check | 0 |  |  | ELC TI Totals |  | 2x6 PT Total | 719 | BF |  | 0 | 0 | 1.125 | 809 |  |  | 0 |  | 809 |  | 0 | 809 | 719 | 1.1252 |  |  | 0 |  | 0
[9 empty] | 2x4 Total | 317 | BF |  | 0 | 0 | 1.038 | 329 |  |  | 0 |  | 329 |  | 0 | 329 | 317 | 1.0379 |  |  | 0 |  | 0
[9 empty] | 2x6 Total | 6584 | BF |  | 0 | 0 | 0.972 | 6400 |  |  | 0 |  | 6400 |  | 0 | 6400 | 6584 | 0.97205 |  |  | 0 |  | 0
[9 empty] | 2x12 | 756 | BF |  | 0 | 0 | 1.062 | 803 |  |  | 0 |  | 803 |  | 0 | 803 | 756 | 1.0622 |  |  | 0 |  | 0
[15 empty] | AVE $/BF | 0.99582
[9 empty] | 1/2 Sheathing Total | 4309 | SF |  | 0 | 0 | 0.86 | 3706 |  |  | 0 |  | 3706 |  | 0 | 3706 | 4309 | 0.86006 |  |  | 0 |  | 0
Residential Framing
Res - Basement Framing | 2x4 | DF #2 | W5 - Studs | 1 | 10 | 1 | 27 | 105% | 0.67 | 190 | BF |  | 0 | 0 |  | 0 |  |  | 0 |  | 0 |  | 0 | 0 | 190 | 0 |  |  | 0 |  | 0
Res - Basement Framing | 2x4 | DF #2 | W5 - Double Top Plate | 27 | 1 | 1 | 2 | 105% | 0.67 | 38 | BF |  | 0 | 0 |  | 0 |  |  | 0 |  | 0 |  | 0 | 0 | 38 | 0 |  |  | 0 |  | 0
Res - Basement Framing | 2x4 | PT | W5 - Bottom Plate | 27 | 1 | 1 | 1 | 105% | 0.67 | 19 | BF |  | 0 | 0 |  | 0 |  |  | 0 |  | 0 |  | 0 | 0 | 19 | 0 |  |  | 0 |  | 0
Res - Basement Framing | 2x6 | DF #2 | E2 - Studs | 1 | 10 | 1 | 36 | 105% | 1 | 378 | BF |  | 0 | 0 |  | 0 |  |  | 0 |  | 0 |  | 0 | 0 | 378 | 0 |  |  | 0 |  | 0
Res - Basement Framing | 2x6 | DF #2 | E2 - Double Top Plate | 36 | 1 | 1 | 2 | 105% | 1 | 76 | BF |  | 0 | 0 |  | 0 |  |  | 0 |  | 0 |  | 0 | 0 | 76 | 0 |  |  | 0 |  | 0
Res - Basement Framing | 2x6 | DF #2 | W3 - Studs | 1 | 10 | 1 | 8 | 105% | 1 | 84 | BF |  | 0 | 0 |  | 0 |  |  | 0 |  | 0 |  | 0 | 0 | 84 | 0 |  |  | 0 |  | 0
Res - Basement Framing | 2x6 | DF #2 | W3 - Double Top Plate | 8 | 1 | 1 | 2 | 105% | 1 | 17 | BF |  | 0 | 0 |  | 0 |  |  | 0 |  | 0 |  | 0 | 0 | 17 | 0 |  |  | 0 |  | 0
Res - Basement Framing | 2x6 | DF #2 | W4A - Studs | 1 | 10 | 1 | 74 | 105% | 1 | 777 | BF |  | 0 | 0 |  | 0 |  |  | 0 |  | 0 |  | 0 | 0 | 777 | 0 |  |  | 0 |  | 0
Res - Basement Framing | 2x6 | DF #2 | W4A - Double Top Plate | 74 | 1 | 1 | 1 | 105% | 1 | 78 | BF |  | 0 | 0 |  | 0 |  |  | 0 |  | 0 |  | 0 | 0 | 78 | 0 |  |  | 0 |  | 0
Res - Basement Framing | 2x6 | DF #2 | W7A - Studs | 1 | 10 | 1 | 272 | 105% | 1 | 2856 | BF |  | 0 | 0 |  | 0 |  |  | 0 |  | 0 |  | 0 | 0 | 2856 | 0 |  |  | 0 |  | 0
Res - Basement Framing | 2x6 | DF #2 | W7A - Double Top Plate | 272 | 1 | 1 | 2 | 105% | 1 | 572 | BF |  | 0 | 0 |  | 0 |  |  | 0 |  | 0 |  | 0 | 0 | 572 | 0 |  |  | 0 |  | 0
Res - Basement Framing | 2x6 | PT | E2 - Bottom Plate | 36 | 1 | 1 | 1 | 105% | 1 | 38 | BF |  | 0 | 0 |  | 0 |  |  | 0 |  | 0 |  | 0 | 0 | 38 | 0 |  |  | 0 |  | 0
Res - Basement Framing | 2x6 | PT | W3 - Bottom Plate | 8 | 1 | 1 | 1 | 105% | 1 | 9 | BF |  | 0 | 0 |  | 0 |  |  | 0 |  | 0 |  | 0 | 0 | 9 | 0 |  |  | 0 |  | 0
Res - Basement Framing | 2x6 | PT | W4A - Bottom Plate | 74 | 1 | 1 | 1 | 105% | 1 | 78 | BF |  | 0 | 0 |  | 0 |  |  | 0 |  | 0 |  | 0 | 0 | 78 | 0 |  |  | 0 |  | 0
Res - Basement Framing | 2x6 | PT | W7A - Bottom Plate | 272 | 1 | 1 | 1 | 105% | 1 | 286 | BF |  | 0 | 0 |  | 0 |  |  | 0 |  | 0 |  | 0 | 0 | 286 | 0 |  |  | 0 |  | 0
|  |  | Cross Check | 0 |  |  | Res Basement Totals |  | 2x4 PT Total | 19 | BF |  | 0 | 0 |  | 0 |  |  | 0 |  | 0 |  | 0 | 0 | 19 | 0 |  |  | 0 |  | 0
[9 empty] | 2x6 PT Total | 411 | BF |  | 0 | 0 |  | 0 |  |  | 0 |  | 0 |  | 0 | 0 | 411 | 0 |  |  | 0 |  | 0
[9 empty] | 2x4 Total | 228 | BF |  | 0 | 0 |  | 0 |  |  | 0 |  | 0 |  | 0 | 0 | 228 | 0 |  |  | 0 |  | 0
[9 empty] | 2x6 Total | 4838 | BF |  | 0 | 0 |  | 0 |  |  | 0 |  | 0 |  | 0 | 0 | 4838 | 0 |  |  | 0 |  | 0
[9 empty] | 2x8 Total |  | BF |  | 0 | 0 |  | 0 |  |  | 0 |  | 0 |  | 0 | 0 | 0 | 0 |  |  | 0 |  | 0
[9 empty] | 2x12 Total |  | BF |  | 0 | 0 |  | 0 |  |  | 0 |  | 0 |  | 0 | 0 | 0 | 0 |  |  | 0 |  | 0
Res - L1 Framing | 2x12 | DF #2 | Blocking (By the Unit) | 30 | 1 | 1 | 11 | 105% | 2 | 693 | BF |  | 0 | 0 |  | 0 |  |  | 0 |  | 0 |  | 0 | 0 | 693 | 0 |  |  | 0 |  | 0
Res - L1 Framing | 2x4 | DF #2 | W2 - Studs | 1 | 10 | 1 | 690 | 105% | 0.67 | 4855 | BF |  | 0 | 0 |  | 0 |  |  | 0 |  | 0 |  | 0 | 0 | 4855 | 0 |  |  | 0 |  | 0
Res - L1 Framing | 2x4 | DF #2 | W5 - Studs | 1 | 10 | 1 | 10 | 105% | 0.67 | 71 | BF |  | 0 | 0 |  | 0 |  |  | 0 |  | 0 |  | 0 | 0 | 71 | 0 |  |  | 0 |  | 0
Res - L1 Framing | 2x4 | DF #2 | W5 - Double Top Plate | 10 | 1 | 1 | 2 | 105% | 0.67 | 15 | BF |  | 0 | 0 |  | 0 |  |  | 0 |  | 0 |  | 0 | 0 | 15 | 0 |  |  | 0 |  | 0
Res - L1 Framing | 2x4 | DF #2 | W7 - Studs | 1 | 10 | 1 | 612 | 105% | 0.67 | 4306 | BF |  | 0 | 0 |  | 0 |  |  | 0 |  | 0 |  | 0 | 0 | 4306 | 0 |  |  | 0 |  | 0
Res - L1 Framing | 2x4 | DF #2 | W7 - Double Top Plate | 612 | 1 | 1 | 2 | 105% | 0.67 | 862 | BF |  | 0 | 0 |  | 0 |  |  | 0 |  | 0 |  | 0 | 0 | 862 | 0 |  |  | 0 |  | 0
Res - L1 Framing | 2x4 | DF #2 | Window/Door King Stud & Trimmer | 1 | 10 | 1 | 124 | 105% | 0.67 | 873 | BF |  | 0 | 0 |  | 0 |  |  | 0 |  | 0 |  | 0 | 0 | 873 | 0 |  |  | 0 |  | 0
Res - L1 Framing | 2x4 | DF #2 | Braces & Railings | 1760 | 1 | 1 | 1 | 105% | 0.67 | 1239 | BF |  | 0 | 0 |  | 0 |  |  | 0 |  | 0 |  | 0 | 0 | 1239 | 0 |  |  | 0 |  | 0
Res - L1 Framing | 2x4 | PT | W5 - Bottom Plate | 10 | 1 | 1 | 1 | 105% | 0.67 | 8 | BF |  | 0 | 0 |  | 0 |  |  | 0 |  | 0 |  | 0 | 0 | 8 | 0 |  |  | 0 |  | 0
Res - L1 Framing | 2x4 | PT | W7 - Bottom Plate | 612 | 1 | 1 | 1 | 105% | 0.67 | 431 | BF |  | 0 | 0 |  | 0 |  |  | 0 |  | 0 |  | 0 | 0 | 431 | 0 |  |  | 0 |  | 0
Res - L1 Framing | 2x6 | DF #2 | E2 - Studs | 1 | 10 | 1 | 519 | 105% | 1 | 5450 | BF |  | 0 | 0 |  | 0 |  |  | 0 |  | 0 |  | 0 | 0 | 5450 | 0 |  |  | 0 |  | 0
Res - L1 Framing | 2x6 | DF #2 | E2 - Double Top Plate | 519 | 1 | 1 | 2 | 105% | 1 | 1090 | BF |  | 0 | 0 |  | 0 |  |  | 0 |  | 0 |  | 0 | 0 | 1090 | 0 |  |  | 0 |  | 0
Res - L1 Framing | 2x6 | DF #2 | W1 - Studs | 1 | 10 | 1 | 205 | 105% | 1 | 2153 | BF |  | 0 | 0 |  | 0 |  |  | 0 |  | 0 |  | 0 | 0 | 2153 | 0 |  |  | 0 |  | 0
Res - L1 Framing | 2x6 | DF #2 | W1 - Double Top Plate | 205 | 1 | 1 | 2 | 105% | 1 | 431 | BF |  | 0 | 0 |  | 0 |  |  | 0 |  | 0 |  | 0 | 0 | 431 | 0 |  |  | 0 |  | 0
Res - L1 Framing | 2x6 | DF #2 | W2 - Double Top Plate | 460 | 1 | 1 | 2 | 105% | 1 | 966 | BF |  | 0 | 0 |  | 0 |  |  | 0 |  | 0 |  | 0 | 0 | 966 | 0 |  |  | 0 |  | 0
Res - L1 Framing | 2x6 | DF #2 | W3 - Studs | 1 | 10 | 1 | 346 | 105% | 1 | 3633 | BF |  | 0 | 0 |  | 0 |  |  | 0 |  | 0 |  | 0 | 0 | 3633 | 0 |  |  | 0 |  | 0
Res - L1 Framing | 2x6 | DF #2 | W3 - Double Top Plate | 346 | 1 | 1 | 2 | 105% | 1 | 727 | BF |  | 0 | 0 |  | 0 |  |  | 0 |  | 0 |  | 0 | 0 | 727 | 0 |  |  | 0 |  | 0
Res - L1 Framing | 2x6 | DF #2 | W4A - Studs | 1 | 10 | 1 | 64 | 105% | 1 | 672 | BF |  | 0 | 0 |  | 0 |  |  | 0 |  | 0 |  | 0 | 0 | 672 | 0 |  |  | 0 |  | 0
Res - L1 Framing | 2x6 | DF #2 | W4A - Double Top Plate | 64 | 1 | 1 | 2 | 105% | 1 | 135 | BF |  | 0 | 0 |  | 0 |  |  | 0 |  | 0 |  | 0 | 0 | 135 | 0 |  |  | 0 |  | 0
Res - L1 Framing | 2x6 | DF #2 | W8 - Studs | 1 | 10 | 1 | 144 | 105% | 1 | 1512 | BF |  | 0 | 0 |  | 0 |  |  | 0 |  | 0 |  | 0 | 0 | 1512 | 0 |  |  | 0 |  | 0
Res - L1 Framing | 2x6 | DF #2 | W8 - Double Top Plate | 144 | 1 | 1 | 2 | 105% | 1 | 303 | BF |  | 0 | 0 |  | 0 |  |  | 0 |  | 0 |  | 0 | 0 | 303 | 0 |  |  | 0 |  | 0
Res - L1 Framing | 2x6 | DF #2 | W8A - Studs | 1 | 10 | 1 | 154 | 105% | 1 | 1617 | BF |  | 0 | 0 |  | 0 |  |  | 0 |  | 0 |  | 0 | 0 | 1617 | 0 |  |  | 0 |  | 0
Res - L1 Framing | 2x6 | DF #2 | W8A - Double Top Plate | 154 | 1 | 1 | 2 | 105% | 1 | 324 | BF |  | 0 | 0 |  | 0 |  |  | 0 |  | 0 |  | 0 | 0 | 324 | 0 |  |  | 0 |  | 0
Res - L1 Framing | 2x6 | DF #2 | Window Header (2) & Sill | 121 | 1 | 1 | 3 | 105% | 1 | 382 | BF |  | 0 | 0 |  | 0 |  |  | 0 |  | 0 |  | 0 | 0 | 382 | 0 |  |  | 0 |  | 0
Res - L1 Framing | 2x6 | DF #2 | Window Header (3) & Sill | 111 | 1 | 1 | 4 | 105% | 1 | 467 | BF |  | 0 | 0 |  | 0 |  |  | 0 |  | 0 |  | 0 | 0 | 467 | 0 |  |  | 0 |  | 0
Res - L1 Framing | 2x6 | DF #2 | Window/Door King Stud & Trimmer | 1 | 10 | 1 | 130 | 105% | 1 | 1365 | BF |  | 0 | 0 |  | 0 |  |  | 0 |  | 0 |  | 0 | 0 | 1365 | 0 |  |  | 0 |  | 0
Res - L1 Framing | 2x6 | DF #2 | Hold Down Stud Packs | 1 | 9 | 1 | 192 | 105% | 1 | 1815 | BF |  | 0 | 0 |  | 0 |  |  | 0 |  | 0 |  | 0 | 0 | 1815 | 0 |  |  | 0 |  | 0
Res - L1 Framing | 2x6 | PT | E2 - Bottom Plate | 519 | 1 | 1 | 1 | 105% | 1 | 545 | BF |  | 0 | 0 |  | 0 |  |  | 0 |  | 0 |  | 0 | 0 | 545 | 0 |  |  | 0 |  | 0
Res - L1 Framing | 2x6 | PT | W1 - Bottom Plate | 205 | 1 | 1 | 1 | 105% | 1 | 216 | BF |  | 0 | 0 |  | 0 |  |  | 0 |  | 0 |  | 0 | 0 | 216 | 0 |  |  | 0 |  | 0
Res - L1 Framing | 2x6 | PT | W2 - Bottom Plate | 460 | 1 | 1 | 1 | 105% | 1 | 483 | BF |  | 0 | 0 |  | 0 |  |  | 0 |  | 0 |  | 0 | 0 | 483 | 0 |  |  | 0 |  | 0
Res - L1 Framing | 2x6 | PT | W3 - Bottom Plate | 346 | 1 | 1 | 1 | 105% | 1 | 364 | BF |  | 0 | 0 |  | 0 |  |  | 0 |  | 0 |  | 0 | 0 | 364 | 0 |  |  | 0 |  | 0
Res - L1 Framing | 2x6 | PT | W4A - Bottom Plate | 64 | 1 | 1 | 1 | 105% | 1 | 68 | BF |  | 0 | 0 |  | 0 |  |  | 0 |  | 0 |  | 0 | 0 | 68 | 0 |  |  | 0 |  | 0
Res - L1 Framing | 2x6 | PT | W8 - Bottom Plate | 144 | 1 | 1 | 1 | 105% | 1 | 152 | BF |  | 0 | 0 |  | 0 |  |  | 0 |  | 0 |  | 0 | 0 | 152 | 0 |  |  | 0 |  | 0
Res - L1 Framing | 2x6 | PT | W8A - Bottom Plate | 154 | 1 | 1 | 1 | 105% | 1 | 162 | BF |  | 0 | 0 |  | 0 |  |  | 0 |  | 0 |  | 0 | 0 | 162 | 0 |  |  | 0 |  | 0
Res - L1 Framing | 2x8 | DF #2 | Int Door Header (2) | 33 | 1 | 1 | 2 | 105% | 1.33 | 93 | BF |  | 0 | 0 |  | 0 |  |  | 0 |  | 0 |  | 0 | 0 | 93 | 0 |  |  | 0 |  | 0
|  |  | Cross Check | 0 |  |  | Res L1 Totals |  | 2x4 PT Total | 439 | BF |  | 0 | 0 |  | 0 |  |  | 0 |  | 0 |  | 0 | 0 | 439 | 0 |  |  | 0 |  | 0
[9 empty] | 2x6 PT Total | 1990 | BF |  | 0 | 0 |  | 0 |  |  | 0 |  | 0 |  | 0 | 0 | 1990 | 0 |  |  | 0 |  | 0
[9 empty] | 2x4 Total | 12221 | BF |  | 0 | 0 |  | 0 |  |  | 0 |  | 0 |  | 0 | 0 | 12221 | 0 |  |  | 0 |  | 0
[9 empty] | 2x6 Total | 23042 | BF |  | 0 | 0 |  | 0 |  |  | 0 |  | 0 |  | 0 | 0 | 23042 | 0 |  |  | 0 |  | 0
[9 empty] | 2x8 Total | 93 | BF |  | 0 | 0 |  | 0 |  |  | 0 |  | 0 |  | 0 | 0 | 93 | 0 |  |  | 0 |  | 0
[9 empty] | 2x12 Total | 693 | BF |  | 0 | 0 |  | 0 |  |  | 0 |  | 0 |  | 0 | 0 | 693 | 0 |  |  | 0 |  | 0
Res - L2 Framing | 2x12 | DF #2 | Blocking (By the Unit) | 30 | 1 | 1 | 23 | 105% | 2 | 1449 | BF |  | 0 | 0 |  | 0 |  |  | 0 |  | 0 |  | 0 | 0 | 1449 | 0 |  |  | 0 |  | 0
Res - L2 Framing | 2x4 | DF #2 | W1 - Studs | 1 | 9 | 1 | 782 | 105% | 0.67 | 4952 | BF |  | 0 | 0 |  | 0 |  |  | 0 |  | 0 |  | 0 | 0 | 4952 | 0 |  |  | 0 |  | 0
Res - L2 Framing | 2x4 | DF #2 | W5 - Bottom Plate | 20 | 1 | 1 | 1 | 105% | 0.67 | 15 | BF |  | 0 | 0 |  | 0 |  |  | 0 |  | 0 |  | 0 | 0 | 15 | 0 |  |  | 0 |  | 0
Res - L2 Framing | 2x4 | DF #2 | W5 - Studs | 1 | 9 | 1 | 20 | 105% | 0.67 | 127 | BF |  | 0 | 0 |  | 0 |  |  | 0 |  | 0 |  | 0 | 0 | 127 | 0 |  |  | 0 |  | 0
Res - L2 Framing | 2x4 | DF #2 | W5 - Double Top Plate | 20 | 1 | 1 | 2 | 105% | 0.67 | 29 | BF |  | 0 | 0 |  | 0 |  |  | 0 |  | 0 |  | 0 | 0 | 29 | 0 |  |  | 0 |  | 0
Res - L2 Framing | 2x4 | DF #2 | W7 - Bottom Plate | 1261 | 1 | 1 | 1 | 105% | 0.67 | 888 | BF |  | 0 | 0 |  | 0 |  |  | 0 |  | 0 |  | 0 | 0 | 888 | 0 |  |  | 0 |  | 0
Res - L2 Framing | 2x4 | DF #2 | W7 - Studs | 1 | 9 | 1 | 1261 | 105% | 0.67 | 7985 | BF |  | 0 | 0 |  | 0 |  |  | 0 |  | 0 |  | 0 | 0 | 7985 | 0 |  |  | 0 |  | 0
Res - L2 Framing | 2x4 | DF #2 | W7 - Double Top Plate | 1261 | 1 | 1 | 2 | 105% | 0.67 | 1775 | BF |  | 0 | 0 |  | 0 |  |  | 0 |  | 0 |  | 0 | 0 | 1775 | 0 |  |  | 0 |  | 0
Res - L2 Framing | 2x4 | DF #2 | Window/Door King Stud & Trimmer | 1 | 9 | 1 | 266 | 105% | 0.67 | 1685 | BF |  | 0 | 0 |  | 0 |  |  | 0 |  | 0 |  | 0 | 0 | 1685 | 0 |  |  | 0 |  | 0
Res - L2 Framing | 2x6 | DF #2 | E2 - Bottom Plate | 890 | 1 | 1 | 1 | 105% | 1 | 935 | BF |  | 0 | 0 |  | 0 |  |  | 0 |  | 0 |  | 0 | 0 | 935 | 0 |  |  | 0 |  | 0
Res - L2 Framing | 2x6 | DF #2 | E2 - Studs | 1 | 9 | 1 | 890 | 105% | 1 | 8411 | BF |  | 0 | 0 |  | 0 |  |  | 0 |  | 0 |  | 0 | 0 | 8411 | 0 |  |  | 0 |  | 0
Res - L2 Framing | 2x6 | DF #2 | E2 - Double Top Plate | 890 | 1 | 1 | 2 | 105% | 1 | 1869 | BF |  | 0 | 0 |  | 0 |  |  | 0 |  | 0 |  | 0 | 0 | 1869 | 0 |  |  | 0 |  | 0
Res - L2 Framing | 2x6 | DF #2 | W1 - Bottom Plate | 521 | 1 | 1 | 1 | 105% | 1 | 548 | BF |  | 0 | 0 |  | 0 |  |  | 0 |  | 0 |  | 0 | 0 | 548 | 0 |  |  | 0 |  | 0
Res - L2 Framing | 2x6 | DF #2 | W1 - Double Top Plate | 521 | 1 | 1 | 2 | 105% | 1 | 1095 | BF |  | 0 | 0 |  | 0 |  |  | 0 |  | 0 |  | 0 | 0 | 1095 | 0 |  |  | 0 |  | 0
Res - L2 Framing | 2x6 | DF #2 | W2 - Bottom Plate | 686 | 1 | 1 | 1 | 105% | 1 | 721 | BF |  | 0 | 0 |  | 0 |  |  | 0 |  | 0 |  | 0 | 0 | 721 | 0 |  |  | 0 |  | 0
Res - L2 Framing | 2x6 | DF #2 | W2 - Studs | 1 | 9 | 1 | 686 | 105% | 1 | 6483 | BF |  | 0 | 0 |  | 0 |  |  | 0 |  | 0 |  | 0 | 0 | 6483 | 0 |  |  | 0 |  | 0
Res - L2 Framing | 2x6 | DF #2 | W2 - Double Top Plate | 686 | 1 | 1 | 2 | 105% | 1 | 1441 | BF |  | 0 | 0 |  | 0 |  |  | 0 |  | 0 |  | 0 | 0 | 1441 | 0 |  |  | 0 |  | 0
Res - L2 Framing | 2x6 | DF #2 | W3 - Bottom Plate | 835 | 1 | 1 | 1 | 105% | 1 | 877 | BF |  | 0 | 0 |  | 0 |  |  | 0 |  | 0 |  | 0 | 0 | 877 | 0 |  |  | 0 |  | 0
Res - L2 Framing | 2x6 | DF #2 | W3 - Studs | 1 | 9 | 1 | 835 | 105% | 1 | 7891 | BF |  | 0 | 0 |  | 0 |  |  | 0 |  | 0 |  | 0 | 0 | 7891 | 0 |  |  | 0 |  | 0
Res - L2 Framing | 2x6 | DF #2 | W3 - Double Top Plate | 835 | 1 | 1 | 2 | 105% | 1 | 1754 | BF |  | 0 | 0 |  | 0 |  |  | 0 |  | 0 |  | 0 | 0 | 1754 | 0 |  |  | 0 |  | 0
Res - L2 Framing | 2x6 | DF #2 | W4A - Bottom Plate | 184 | 1 | 1 | 1 | 105% | 1 | 194 | BF |  | 0 | 0 |  | 0 |  |  | 0 |  | 0 |  | 0 | 0 | 194 | 0 |  |  | 0 |  | 0
Res - L2 Framing | 2x6 | DF #2 | W4A - Studs | 1 | 9 | 1 | 184 | 105% | 1 | 1739 | BF |  | 0 | 0 |  | 0 |  |  | 0 |  | 0 |  | 0 | 0 | 1739 | 0 |  |  | 0 |  | 0
Res - L2 Framing | 2x6 | DF #2 | W4A - Double Top Plate | 184 | 1 | 1 | 2 | 105% | 1 | 387 | BF |  | 0 | 0 |  | 0 |  |  | 0 |  | 0 |  | 0 | 0 | 387 | 0 |  |  | 0 |  | 0
Res - L2 Framing | 2x6 | DF #2 | W8 - Bottom Plate | 78 | 1 | 1 | 1 | 105% | 1 | 82 | BF |  | 0 | 0 |  | 0 |  |  | 0 |  | 0 |  | 0 | 0 | 82 | 0 |  |  | 0 |  | 0
Res - L2 Framing | 2x6 | DF #2 | W8 - Studs | 1 | 9 | 1 | 78 | 105% | 1 | 738 | BF |  | 0 | 0 |  | 0 |  |  | 0 |  | 0 |  | 0 | 0 | 738 | 0 |  |  | 0 |  | 0
Res - L2 Framing | 2x6 | DF #2 | W8 - Double Top Plate | 78 | 1 | 1 | 2 | 105% | 1 | 164 | BF |  | 0 | 0 |  | 0 |  |  | 0 |  | 0 |  | 0 | 0 | 164 | 0 |  |  | 0 |  | 0
Res - L2 Framing | 2x6 | DF #2 | W8A - Bottom Plate | 418 | 1 | 1 | 1 | 105% | 1 | 439 | BF |  | 0 | 0 |  | 0 |  |  | 0 |  | 0 |  | 0 | 0 | 439 | 0 |  |  | 0 |  | 0
Res - L2 Framing | 2x6 | DF #2 | W8A - Studs | 1 | 9 | 1 | 418 | 105% | 1 | 3951 | BF |  | 0 | 0 |  | 0 |  |  | 0 |  | 0 |  | 0 | 0 | 3951 | 0 |  |  | 0 |  | 0
Res - L2 Framing | 2x6 | DF #2 | W8A - Double Top Plate | 418 | 1 | 1 | 1 | 105% | 1 | 439 | BF |  | 0 | 0 |  | 0 |  |  | 0 |  | 0 |  | 0 | 0 | 439 | 0 |  |  | 0 |  | 0
Res - L2 Framing | 2x6 | DF #2 | Window Header (2) & Sill | 201 | 1 | 1 | 3 | 105% | 1 | 634 | BF |  | 0 | 0 |  | 0 |  |  | 0 |  | 0 |  | 0 | 0 | 634 | 0 |  |  | 0 |  | 0
Res - L2 Framing | 2x6 | DF #2 | Window Header (3) & Sill | 217 | 1 | 1 | 4 | 105% | 1 | 912 | BF |  | 0 | 0 |  | 0 |  |  | 0 |  | 0 |  | 0 | 0 | 912 | 0 |  |  | 0 |  | 0
Res - L2 Framing | 2x6 | DF #2 | Window/Door King Stud & Trimmer | 1 | 9 | 1 | 214 | 105% | 1 | 2023 | BF |  | 0 | 0 |  | 0 |  |  | 0 |  | 0 |  | 0 | 0 | 2023 | 0 |  |  | 0 |  | 0
Res - L2 Framing | 2x6 | DF #2 | Hold Down Stud Packs | 1 | 9 | 1 | 192 | 105% | 1 | 1815 | BF |  | 0 | 0 |  | 0 |  |  | 0 |  | 0 |  | 0 | 0 | 1815 | 0 |  |  | 0 |  | 0
Res - L2 Framing | 2x8 | DF #2 | Int Door Header (2) | 110 | 1 | 1 | 2 | 105% | 1.33 | 308 | BF |  | 0 | 0 |  | 0 |  |  | 0 |  | 0 |  | 0 | 0 | 308 | 0 |  |  | 0 |  | 0
|  |  | Cross Check | 0 |  |  | Res L2 Totals |  | 2x4 PT Total | 0 | BF |  | 0 | 0 |  | 0 |  |  | 0 |  | 0 |  | 0 | 0 | 0 | 0 |  |  | 0 |  | 0
[9 empty] | 2x6 PT Total | 0 | BF |  | 0 | 0 |  | 0 |  |  | 0 |  | 0 |  | 0 | 0 | 0 | 0 |  |  | 0 |  | 0
[9 empty] | 2x4 Total | 17456 | BF |  | 0 | 0 |  | 0 |  |  | 0 |  | 0 |  | 0 | 0 | 17456 | 0 |  |  | 0 |  | 0
[9 empty] | 2x6 Total | 45542 | BF |  | 0 | 0 |  | 0 |  |  | 0 |  | 0 |  | 0 | 0 | 45542 | 0 |  |  | 0 |  | 0
[9 empty] | 2x8 Total | 308 | BF |  | 0 | 0 |  | 0 |  |  | 0 |  | 0 |  | 0 | 0 | 308 | 0 |  |  | 0 |  | 0
[9 empty] | 2x12 Total | 1449 | BF |  | 0 | 0 |  | 0 |  |  | 0 |  | 0 |  | 0 | 0 | 1449 | 0 |  |  | 0 |  | 0
[7 empty] | Res L3 Totals |  | 2x4 PT Total | 0 | BF |  | 0 | 0 |  | 0 |  |  | 0 |  | 0 |  | 0 | 0 | 0 | 0 |  |  | 0 |  | 0
[9 empty] | 2x6 PT Total | 0 | BF |  | 0 | 0 |  | 0 |  |  | 0 |  | 0 |  | 0 | 0 | 0 | 0 |  |  | 0 |  | 0
[9 empty] | 2x4 Total | 17456 | BF |  | 0 | 0 |  | 0 |  |  | 0 |  | 0 |  | 0 | 0 | 17456 | 0 |  |  | 0 |  | 0
[9 empty] | 2x6 Total | 45542 | BF |  | 0 | 0 |  | 0 |  |  | 0 |  | 0 |  | 0 | 0 | 45542 | 0 |  |  | 0 |  | 0
[9 empty] | 2x8 Total | 308 | BF |  | 0 | 0 |  | 0 |  |  | 0 |  | 0 |  | 0 | 0 | 308 | 0 |  |  | 0 |  | 0
[9 empty] | 2x12 Total | 1449 | BF |  | 0 | 0 |  | 0 |  |  | 0 |  | 0 |  | 0 | 0 | 1449 | 0 |  |  | 0 |  | 0
[7 empty] | Res L4 Totals |  | 2x4 PT Total | 0 | BF |  | 0 | 0 |  | 0 |  |  | 0 |  | 0 |  | 0 | 0 | 0 | 0 |  |  | 0 |  | 0
[9 empty] | 2x6 PT Total | 0 | BF |  | 0 | 0 |  | 0 |  |  | 0 |  | 0 |  | 0 | 0 | 0 | 0 |  |  | 0 |  | 0
[9 empty] | 2x4 Total | 17456 | BF |  | 0 | 0 |  | 0 |  |  | 0 |  | 0 |  | 0 | 0 | 17456 | 0 |  |  | 0 |  | 0
[9 empty] | 2x6 Total | 45542 | BF |  | 0 | 0 |  | 0 |  |  | 0 |  | 0 |  | 0 | 0 | 45542 | 0 |  |  | 0 |  | 0
[9 empty] | 2x8 Total | 308 | BF |  | 0 | 0 |  | 0 |  |  | 0 |  | 0 |  | 0 | 0 | 308 | 0 |  |  | 0 |  | 0
[9 empty] | 2x12 Total | 1449 | BF |  | 0 | 0 |  | 0 |  |  | 0 |  | 0 |  | 0 | 0 | 1449 | 0 |  |  | 0 |  | 0
Res - Parapet | 2x8 | DF #2 | Parapet Bottom Plate | 881 | 1 | 1 | 1 | 105% | 1.33 | 1231 | BF |  | 0 | 0 |  | 0 |  |  | 0 |  | 0 |  | 0 | 0 | 1231 | 0 |  |  | 0 |  | 0
Res - Parapet | 2x8 | DF #2 | Parapet Studs | 1 | 3 | 1 | 587.3333 | 105% | 1.33 | 2461 | BF |  | 0 | 0 |  | 0 |  |  | 0 |  | 0 |  | 0 | 0 | 2461 | 0 |  |  | 0 |  | 0
Res - Parapet | 2x8 | DF #2 | Parapet Top Plate | 881 | 1 | 1 | 1 | 105% | 1.33 | 1231 | BF |  | 0 | 0 |  | 0 |  |  | 0 |  | 0 |  | 0 | 0 | 1231 | 0 |  |  | 0 |  | 0
Elevator Penthouse | 2x6 | DF #2 | Bottom Plate | 50 | 1 | 1 | 1 | 105% | 1 | 53 | BF |  | 0 | 0 |  | 0 |  |  | 0 |  | 0 |  | 0 | 0 | 53 | 0 |  |  | 0 |  | 0
Elevator Penthouse | 2x6 | DF #2 | Studs | 1 | 6 | 1 | 75 | 105% | 1 | 473 | BF |  | 0 | 0 |  | 0 |  |  | 0 |  | 0 |  | 0 | 0 | 473 | 0 |  |  | 0 |  | 0
Elevator Penthouse | 2x6 | DF #2 | Top Plate | 50 | 1 | 1 | 2 | 105% | 1 | 105 | BF |  | 0 | 0 |  | 0 |  |  | 0 |  | 0 |  | 0 | 0 | 105 | 0 |  |  | 0 |  | 0
|  |  | Cross Check | 0 |  |  | Res L2 Totals |  | 2x4 PT Total | 0 | BF |  | 0 | 0 |  | 0 |  |  | 0 |  | 0 |  | 0 | 0 | 0 | 0 |  |  | 0 |  | 0
[9 empty] | 2x6 PT Total | 0 | BF |  | 0 | 0 |  | 0 |  |  | 0 |  | 0 |  | 0 | 0 | 0 | 0 |  |  | 0 |  | 0
[9 empty] | 2x4 Total | 0 | BF |  | 0 | 0 |  | 0 |  |  | 0 |  | 0 |  | 0 | 0 | 0 | 0 |  |  | 0 |  | 0
[9 empty] | 2x6 Total | 631 | BF |  | 0 | 0 |  | 0 |  |  | 0 |  | 0 |  | 0 | 0 | 631 | 0 |  |  | 0 |  | 0
[9 empty] | 2x8 Total | 4923 | BF |  | 0 | 0 |  | 0 |  |  | 0 |  | 0 |  | 0 | 0 | 4923 | 0 |  |  | 0 |  | 0
[9 empty] | 2x12 Total | 0 | BF |  | 0 | 0 |  | 0 |  |  | 0 |  | 0 |  | 0 | 0 | 0 | 0 |  |  | 0 |  | 0
|  |  | Cross Check | 0 |  |  | Res Framing Totals |  | 2x4 PT Total | 458 | BF |  | 0 | 0 | 1.125 | 515 |  |  | 0 |  | 515 |  | 0 | 515 | 458 | 1.1245 |  |  | 0 |  | 0
[9 empty] | 2x6 PT Total | 2401 | BF |  | 0 | 0 | 1.125 | 2701 |  |  | 0 |  | 2701 |  | 0 | 2701 | 2401 | 1.1249 |  |  | 0 |  | 0
[9 empty] | 2x4 Total | 64817 | BF |  | 0 | 0 | 1.038 | 67280 |  |  | 0 |  | 67280 |  | 0 | 67280 | 64817 | 1.038 |  |  | 0 |  | 0
[9 empty] | 2x6 Total | 164506 | BF |  | 0 | 0 | 0.972 | 159900 |  |  | 0 |  | 159900 |  | 0 | 159900 | 164506 | 0.972 |  |  | 0 |  | 0
[9 empty] | 2x8 Total | 1017 | BF |  | 0 | 0 | 0.942 | 958 |  |  | 0 |  | 958 |  | 0 | 958 | 1017 | 0.94199 |  |  | 0 |  | 0
[9 empty] | 2x12 Total | 5040 | BF |  | 0 | 0 | 1.062 | 5352 |  |  | 0 |  | 5352 |  | 0 | 5352 | 5040 | 1.0619 |  |  | 0 |  | 0
[15 empty] | AVE $/BF | 0.99357
[9 empty] | Total Res Framing BF | 238239 |  |  | 0 | 0 |  | 0 |  |  | 0 |  | 0 |  | 0 | 0 | 238239 | 0 |  |  | 0 |  | 0
[9 empty] | Rounded For Estimate | 238250 |  |  | 0 | 0 |  | 0 |  |  | 0 |  | 0 |  | 0 | 0 | 238250 | 0 |  |  | 0 |  | 0
Residential Floor System
Res - Floor 2 | 9 1/2 | TJI | Floor Joist - Above the ELC (551 EA) | 5644 | 1 | 1 | 1 | 105% | 1 | 5927 | LF |  | 0 | 0 |  | 0 |  |  | 0 |  | 0 |  | 0 | 0 | 5927 | 0 |  |  | 0 |  | 0
Res - Floor 2 | 9 1/2 | TJI | Floor Joist - Residential (739 EA) | 8434 | 1 | 1 | 1 | 105% | 1 | 8856 | LF |  | 0 | 0 |  | 0 |  |  | 0 |  | 0 |  | 0 | 0 | 8856 | 0 |  |  | 0 |  | 0
Res - Floor 2 | 1 3/4 x 9 1/2 | LSL | Rim/Blocking - Above the ELC | 461 | 1 | 1 | 1 | 105% | 1 | 485 | LF |  | 0 | 0 |  | 0 |  |  | 0 |  | 0 |  | 0 | 0 | 485 | 0 |  |  | 0 |  | 0
Res - Floor 2 | 5 1/4 x 9 1/2 | LSL | Rim/Blocking - Above the ELC | 117 | 1 | 1 | 1 | 105% | 1 | 123 | LF |  | 0 | 0 |  | 0 |  |  | 0 |  | 0 |  | 0 | 0 | 123 | 0 |  |  | 0 |  | 0
Res - Floor 2 | 1 1/4 x 9 1/2 | LSL | Rim/Blocking - Above Residential | 664 | 1 | 1 | 1 | 105% | 1 | 698 | LF |  | 0 | 0 |  | 0 |  |  | 0 |  | 0 |  | 0 | 0 | 698 | 0 |  |  | 0 |  | 0
Res - Floor 2 | 1 3/4 x 9 1/2 | LSL | Rim/Blocking - Above Residential | 568 | 1 | 1 | 1 | 105% | 1 | 597 | LF |  | 0 | 0 |  | 0 |  |  | 0 |  | 0 |  | 0 | 0 | 597 | 0 |  |  | 0 |  | 0
Res - Floor 2 | 3 1/2 x 9 1/2 | LSL | Rim/Blocking - Above Residential | 518 | 1 | 1 | 1 | 105% | 1 | 544 | LF |  | 0 | 0 |  | 0 |  |  | 0 |  | 0 |  | 0 | 0 | 544 | 0 |  |  | 0 |  | 0
Res - Floor 2 | 5 1/4 x 9 1/2 | LSL | Rim/Blocking - Above Residential | 63 | 1 | 1 | 1 | 105% | 1 | 67 | LF |  | 0 | 0 |  | 0 |  |  | 0 |  | 0 |  | 0 | 0 | 67 | 0 |  |  | 0 |  | 0
Res - Floor 2 | 3 1/2 x 11 7/8 | LSL | Beam | 168 | 1 | 1 | 1 | 105% | 1 | 177 | LF |  | 0 | 0 |  | 0 |  |  | 0 |  | 0 |  | 0 | 0 | 177 | 0 |  |  | 0 |  | 0
Res - Floor 2 | 5 1/2 x 6 | GLB | Beam | 109 | 1 | 1 | 1 | 105% | 1 | 115 | LF |  | 0 | 0 |  | 0 |  |  | 0 |  | 0 |  | 0 | 0 | 115 | 0 |  |  | 0 |  | 0
Res - Floor 2 | 4x4 | DF #2 | Block Under GLB Beam in Corridor | 47 | 1 | 1 | 1 | 105% | 1.33 | 66 | BF |  | 0 | 0 |  | 0 |  |  | 0 |  | 0 |  | 0 | 0 | 66 | 0 |  |  | 0 |  | 0
Res - Floor 2 | 2x4 | DF #2 | Diaphragm Blocking | 709 | 1 | 1 | 1 | 105% | 0.67 | 499 | BF |  | 0 | 0 |  | 0 |  |  | 0 |  | 0 |  | 0 | 0 | 499 | 0 |  |  | 0 |  | 0
[10 empty] | 0 |  |  | 0 | 0 |  | 0 |  |  | 0 |  | 0 |  | 0 | 0 | 0 | 0 |  |  | 0 |  | 0
[10 empty] | 0 |  |  | 0 | 0 |  | 0 |  |  | 0 |  | 0 |  | 0 | 0 | 0 | 0 |  |  | 0 |  | 0
Res - Floor 3 | 9 1/2 | TJI | Floor Joist (1246 EA) | 13946 | 1 | 1 | 1 | 105% | 1 | 14644 | LF |  | 0 | 0 |  | 0 |  |  | 0 |  | 0 |  | 0 | 0 | 14644 | 0 |  |  | 0 |  | 0
Res - Floor 3 | 1 1/4 x 9 1/2 | LSL | Rim/Blocking | 1352 | 1 | 1 | 1 | 105% | 1 | 1420 | LF |  | 0 | 0 |  | 0 |  |  | 0 |  | 0 |  | 0 | 0 | 1420 | 0 |  |  | 0 |  | 0
Res - Floor 3 | 1 3/4 x 9 1/2 | LSL | Rim/Blocking | 888 | 1 | 1 | 1 | 105% | 1 | 933 | LF |  | 0 | 0 |  | 0 |  |  | 0 |  | 0 |  | 0 | 0 | 933 | 0 |  |  | 0 |  | 0
Res - Floor 3 | 3 1/2 x 9 1/2 | LSL | Rim/Blocking | 949 | 1 | 1 | 1 | 105% | 1 | 997 | LF |  | 0 | 0 |  | 0 |  |  | 0 |  | 0 |  | 0 | 0 | 997 | 0 |  |  | 0 |  | 0
Res - Floor 3 | 5 1/4 x 9 1/2 | LSL | Rim/Blocking | 219 | 1 | 1 | 1 | 105% | 1 | 230 | LF |  | 0 | 0 |  | 0 |  |  | 0 |  | 0 |  | 0 | 0 | 230 | 0 |  |  | 0 |  | 0
Res - Floor 3 | 3 1/2 x 11 7/8 | LSL | Beam | 224 | 1 | 1 | 1 | 105% | 1 | 236 | LF |  | 0 | 0 |  | 0 |  |  | 0 |  | 0 |  | 0 | 0 | 236 | 0 |  |  | 0 |  | 0
Res - Floor 3 | 5 1/2 x 6 | GLB | Beam | 236 | 1 | 1 | 1 | 105% | 1 | 248 | LF |  | 0 | 0 |  | 0 |  |  | 0 |  | 0 |  | 0 | 0 | 248 | 0 |  |  | 0 |  | 0
Res - Floor 3 | 4x4 | DF #2 | Block Under GLB Beam in Corridor | 111 | 1 | 1 | 1 | 105% | 1 | 117 | LF |  | 0 | 0 |  | 0 |  |  | 0 |  | 0 |  | 0 | 0 | 117 | 0 |  |  | 0 |  | 0
Res - Floor 3 | 2x4 | DF #2 | Diaphragm Blocking | 709 | 1 | 1 | 1 | 105% | 0.67 | 499 | BF |  | 0 | 0 |  | 0 |  |  | 0 |  | 0 |  | 0 | 0 | 499 | 0 |  |  | 0 |  | 0
[10 empty] | 0 |  |  | 0 | 0 |  | 0 |  |  | 0 |  | 0 |  | 0 | 0 | 0 | 0 |  |  | 0 |  | 0
[10 empty] | 0 |  |  | 0 | 0 |  | 0 |  |  | 0 |  | 0 |  | 0 | 0 | 0 | 0 |  |  | 0 |  | 0
Res - Floor 4 | 9 1/2 | TJI | Floor Joist (1246 EA) | 13946 | 1 | 1 | 1 | 105% | 1 | 14644 | LF |  | 0 | 0 |  | 0 |  |  | 0 |  | 0 |  | 0 | 0 | 14644 | 0 |  |  | 0 |  | 0
Res - Floor 4 | 1 1/4 x 9 1/2 | LSL | Rim/Blocking | 1352 | 1 | 1 | 1 | 105% | 1 | 1420 | LF |  | 0 | 0 |  | 0 |  |  | 0 |  | 0 |  | 0 | 0 | 1420 | 0 |  |  | 0 |  | 0
Res - Floor 4 | 1 3/4 x 9 1/2 | LSL | Rim/Blocking | 888 | 1 | 1 | 1 | 105% | 1 | 933 | LF |  | 0 | 0 |  | 0 |  |  | 0 |  | 0 |  | 0 | 0 | 933 | 0 |  |  | 0 |  | 0
Res - Floor 4 | 3 1/2 x 9 1/2 | LSL | Rim/Blocking | 949 | 1 | 1 | 1 | 105% | 1 | 997 | LF |  | 0 | 0 |  | 0 |  |  | 0 |  | 0 |  | 0 | 0 | 997 | 0 |  |  | 0 |  | 0
Res - Floor 4 | 5 1/4 x 9 1/2 | LSL | Rim/Blocking | 219 | 1 | 1 | 1 | 105% | 1 | 230 | LF |  | 0 | 0 |  | 0 |  |  | 0 |  | 0 |  | 0 | 0 | 230 | 0 |  |  | 0 |  | 0
Res - Floor 4 | 3 1/2 x 11 7/8 | LSL | Beam | 224 | 1 | 1 | 1 | 105% | 1 | 236 | LF |  | 0 | 0 |  | 0 |  |  | 0 |  | 0 |  | 0 | 0 | 236 | 0 |  |  | 0 |  | 0
Res - Floor 4 | 5 1/2 x 6 | GLB | Beam | 236 | 1 | 1 | 1 | 105% | 1 | 248 | LF |  | 0 | 0 |  | 0 |  |  | 0 |  | 0 |  | 0 | 0 | 248 | 0 |  |  | 0 |  | 0
Res - Floor 4 | 4x4 | DF #2 | Block Under GLB Beam in Corridor | 111 | 1 | 1 | 1 | 105% | 1 | 117 | LF |  | 0 | 0 |  | 0 |  |  | 0 |  | 0 |  | 0 | 0 | 117 | 0 |  |  | 0 |  | 0
Res - Floor 2 | 2x4 | DF #2 | Diaphragm Blocking | 709 | 1 | 1 | 1 | 105% | 0.67 | 499 | BF |  | 0 | 0 |  | 0 |  |  | 0 |  | 0 |  | 0 | 0 | 499 | 0 |  |  | 0 |  | 0
|  |  | Cross Check | 0 |  |  |  |  | 9 1/2 TJI Total | 44071 | LF |  | 0 | 0 |  | 0 |  |  | 0 |  | 0 |  | 0 | 0 | 44071 | 0 |  |  | 0 |  | 0
[9 empty] | 1 1/4 x 9 1/2 LSL Total | 3538 | LF |  | 0 | 0 | 3.14 | 11109 |  |  | 0 |  | 11109 |  | 0 | 11109 | 3538 | 3.1399 |  |  | 0 |  | 0
[9 empty] | 1 3/4 x 9 1/2 LSL Total | 2948 | LF |  | 0 | 0 | 4.56 | 13443 |  |  | 0 |  | 13443 |  | 0 | 13443 | 2948 | 4.56 |  |  | 0 |  | 0
[9 empty] | 3 1/2 x 9 1/2 LSL Total | 2538 | LF |  | 0 | 0 | 9.71 | 24644 |  |  | 0 |  | 24644 |  | 0 | 24644 | 2538 | 9.71 |  |  | 0 |  | 0
[9 empty] | 5 1/4 x 9 1/2 LSL Total | 650 | LF |  | 0 | 0 | 14.22 | 9243 |  |  | 0 |  | 9243 |  | 0 | 9243 | 650 | 14.22 |  |  | 0 |  | 0
[9 empty] | 3 1/2 x 11 7/8 LSL Total | 649 | LF |  | 0 | 0 | 12.19 | 7911 |  |  | 0 |  | 7911 |  | 0 | 7911 | 649 | 12.1895 |  |  | 0 |  | 0
[15 empty] | LSL AVE $/LF | 6.4274
[9 empty] | 5 1/2 x 6 GLB Total | 611 | LF |  | 0 | 0 | 7.4 | 4521 |  |  | 0 |  | 4521 |  | 0 | 4521 | 611 | 7.3993 |  |  | 0 |  | 0
[9 empty] | 4x4 Total | 300 | BF |  | 0 | 0 |  | 0 |  |  | 0 |  | 0 |  | 0 | 0 | 300 | 0 |  |  | 0 |  | 0
[9 empty] | 2x4 Total | 1497 | BF |  | 0 | 0 |  | 0 |  |  | 0 |  | 0 |  | 0 | 0 | 1497 | 0 |  |  | 0 |  | 0
Residential Roof
Roof Framing | 1 1/4 x 14 | LVL | Rim | 269 | 1 | 1 | 1 | 105% | 1 | 283 | LF |  | 0 | 0 | 4.6 | 1302 |  |  | 0 |  | 1302 |  | 0 | 1302 | 283 | 4.6007 |  |  | 0 |  | 0
Roof Framing | 1 3/4 x 14 | LVL | Blocking | 804 | 1 | 1 | 1 | 105% | 1 | 845 | LF |  | 0 | 0 | 6.87 | 5805 |  |  | 0 |  | 5805 |  | 0 | 5805 | 845 | 6.8698 |  |  | 0 |  | 0
Roof Framing | 1 3/4 x 18 | LVL | Blocking | 733 | 1 | 1 | 1 | 105% | 1 | 770 | LF |  | 0 | 0 | 12.76 | 9825 |  |  | 0 |  | 9825 |  | 0 | 9825 | 770 | 12.7597 |  |  | 0 |  | 0
[15 empty] | LVL AVE $/LF | 8.921
Roof Framing | 2x10 | DF #2 | Blocking | 1093 | 1 | 1 | 1 | 105% | 1.67 | 1917 | BF |  | 0 | 0 |  | 0 |  |  | 0 |  | 0 |  | 0 | 0 | 1917 | 0 |  |  | 0 |  | 0
Roof Framing | 14" | TJI | Tapered I Joists (393 EA) | 10767 | 1 | 1 | 1 | 105% | 1 | 11306 | LF |  | 0 | 0 |  | 0 |  |  | 0 |  | 0 |  | 0 | 0 | 11306 | 0 |  |  | 0 |  | 0
Sheathing
Ext Walls | 1/2 | CDX | Exterior Wall Sheathing | 35832 | 1 | 1 | 1 | 105% | 1 | 37624 | SF |  | 0 | 0 |  | 0 |  |  | 0 |  | 0 |  | 0 | 0 | 37624 | 0 |  |  | 0 |  | 0
Ext Walls | 1/2 | CDX | Elevator Pent House Wall Sheathing | 50 | 6 | 1 | 1 | 105% | 1 | 315 | SF |  | 0 | 0 |  | 0 |  |  | 0 |  | 0 |  | 0 | 0 | 315 | 0 |  |  | 0 |  | 0
L1 - Int Walls | 1/2 | CDX | W1 - Wall Sheathing | 205 | 11 | 1 | 1 | 105% | 1 | 2368 | SF |  | 0 | 0 |  | 0 |  |  | 0 |  | 0 |  | 0 | 0 | 2368 | 0 |  |  | 0 |  | 0
L1 - Int Walls | 1/2 | CDX | W2 - Wall Sheathing | 460 | 11 | 1 | 1 | 105% | 1 | 5313 | SF |  | 0 | 0 |  | 0 |  |  | 0 |  | 0 |  | 0 | 0 | 5313 | 0 |  |  | 0 |  | 0
L2 - Int Walls | 1/2 | CDX | W1 - Wall Sheathing | 521 | 10 | 1 | 1 | 105% | 1 | 5471 | SF |  | 0 | 0 |  | 0 |  |  | 0 |  | 0 |  | 0 | 0 | 5471 | 0 |  |  | 0 |  | 0
L2 - Int Walls | 1/2 | CDX | W2 - Wall Sheathing | 686 | 10 | 1 | 1 | 105% | 1 | 7203 | SF |  | 0 | 0 |  | 0 |  |  | 0 |  | 0 |  | 0 | 0 | 7203 | 0 |  |  | 0 |  | 0
L3 - Int Walls | 1/2 | CDX | W1 - Wall Sheathing | 521 | 10 | 1 | 1 | 105% | 1 | 5471 | SF |  | 0 | 0 |  | 0 |  |  | 0 |  | 0 |  | 0 | 0 | 5471 | 0 |  |  | 0 |  | 0
L3 - Int Walls | 1/2 | CDX | W2 - Wall Sheathing | 686 | 10 | 1 | 1 | 105% | 1 | 7203 | SF |  | 0 | 0 |  | 0 |  |  | 0 |  | 0 |  | 0 | 0 | 7203 | 0 |  |  | 0 |  | 0
L4 - Int Walls | 1/2 | CDX | W1 - Wall Sheathing | 521 | 10 | 1 | 1 | 105% | 1 | 5471 | SF |  | 0 | 0 |  | 0 |  |  | 0 |  | 0 |  | 0 | 0 | 5471 | 0 |  |  | 0 |  | 0
L4 - Int Walls | 1/2 | CDX | W2 - Wall Sheathing | 686 | 10 | 1 | 1 | 105% | 1 | 7203 | SF |  | 0 | 0 |  | 0 |  |  | 0 |  | 0 |  | 0 | 0 | 7203 | 0 |  |  | 0 |  | 0
Web Filler | 3/4 | CDX | 21/S603 Web Filler (WAG...) | 4000 | 1 | 1 | 1 | 100% | 1 | 4000 | SF |  | 0 | 0 |  | 0 |  |  | 0 |  | 0 |  | 0 | 0 | 4000 | 0 |  |  | 0 |  | 0
Floor 2 | 3/4 T&G | CDX | Floor Sheathing - ELC Area | 8993 | 1 | 1 | 1 | 105% | 1 | 9443 | SF |  | 0 | 0 |  | 0 |  |  | 0 |  | 0 |  | 0 | 0 | 9443 | 0 |  |  | 0 |  | 0
Floor 2 | 3/4 T&G | CDX | Floor Sheathing - Residential Area | 12902 | 1 | 1 | 1 | 105% | 1 | 13548 | SF |  | 0 | 0 |  | 0 |  |  | 0 |  | 0 |  | 0 | 0 | 13548 | 0 |  |  | 0 |  | 0
Floor 3 | 3/4 T&G | CDX | Floor Sheathing | 20870 | 1 | 1 | 1 | 105% | 1 | 21914 | SF |  | 0 | 0 |  | 0 |  |  | 0 |  | 0 |  | 0 | 0 | 21914 | 0 |  |  | 0 |  | 0
Floor 4 | 3/4 T&G | CDX | Floor Sheathing | 20870 | 1 | 1 | 1 | 105% | 1 | 21914 | SF |  | 0 | 0 |  | 0 |  |  | 0 |  | 0 |  | 0 | 0 | 21914 | 0 |  |  | 0 |  | 0
Roof | 5/8 T&G | CDX | Roof Sheathing | 22264 | 1 | 1 | 1 | 105% | 1 | 23378 | SF |  | 0 | 0 |  | 0 |  |  | 0 |  | 0 |  | 0 | 0 | 23378 | 0 |  |  | 0 |  | 0
Parapet | 5/8 | Type X | Ext Fiber Mat Gyp Sheathing | 2778 | 1 | 1 | 1 | 105% | 1 | 2917 | SF |  | 0 | 0 |  | 0 |  |  | 0 |  | 0 |  | 0 | 0 | 2917 | 0 |  |  | 0 |  | 0
[10 empty] | 0 |  |  | 0 | 0 |  | 0 |  |  | 0 |  | 0 |  | 0 | 0 | 0 | 0 |  |  | 0 |  | 0
|  |  | Cross Check | 0 |  |  |  |  | 1/2 CDX Wall Sheathing Total | 83642 | SF |  | 0 | 0 |  | 0 |  |  | 0 |  | 0 |  | 0 | 0 | 83642 | 0 |  |  | 0 |  | 0
[9 empty] | 3/4 T&G CDX Floor Sheathing Total | 70819 | SF |  | 0 | 0 |  | 0 |  |  | 0 |  | 0 |  | 0 | 0 | 70819 | 0 |  |  | 0 |  | 0
[9 empty] | 5/8 T&G Roof Sheathing Total | 23378 | SF |  | 0 | 0 |  | 0 |  |  | 0 |  | 0 |  | 0 | 0 | 23378 | 0 |  |  | 0 |  | 0
[9 empty] | 5/8 Type X Ext GWB Total | 2917 | SF |  | 0 | 0 |  | 0 |  |  | 0 |  | 0 |  | 0 | 0 | 2917 | 0 |  |  | 0 |  | 0
[10 empty] | 0 |  |  | 0 | 0 |  | 0 |  |  | 0 |  | 0 |  | 0 | 0 | 0 | 0 |  |  | 0 |  | 0
[5 empty] | Rounded For Estimate |  |  |  | 1/2 CDX Wall Sheathing Total | 83650 | SF |  | 0 | 0 |  | 0 |  |  | 0 |  | 0 |  | 0 | 0 | 83650 | 0 |  |  | 0 |  | 0
[9 empty] | 3/4 T&G CDX Floor Sheathing Total | 70850 | SF |  | 0 | 0 |  | 0 |  |  | 0 |  | 0 |  | 0 | 0 | 70850 | 0 |  |  | 0 |  | 0
[9 empty] | 5/8 T&G Roof Sheathing Total | 23400 | SF |  | 0 | 0 |  | 0 |  |  | 0 |  | 0 |  | 0 | 0 | 23400 | 0 |  |  | 0 |  | 0
[9 empty] | 5/8 Type X Ext GWB Total | 3500 | SF |  | 0 | 0 |  | 0 |  |  | 0 |  | 0 |  | 0 | 0 | 3500 | 0 |  |  | 0 |  | 0
[10 empty] | 0 |  |  | 0 | 0 |  | 0 |  |  | 0 |  | 0 |  | 0 | 0 | 0 | 0 |  |  | 0 |  | 0
Over Framing
[10 empty] | 0 |  |  | 0 | 0 |  | 0 |  |  | 0 |  | 0 |  | 0 | 0 | 0 | 0 |  |  | 0 |  | 0
| 11 7/8 | TJI | Framing | 4463 | 1 | 1 | 1 | 105% | 1 | 4687 | LF |  | 0 | 0 | 2 | 9374 |  |  | 0 |  | 9374 |  | 0 | 9374 | 4687 | 2 |  |  | 0 |  | 0
| 1/2 | CDX | Sheathing | 8095 | 1 | 1 | 1 | 105% | 1 | 8500 | SF |  | 0 | 0 | 1 | 8500 |  |  | 0 |  | 8500 |  | 0 | 8500 | 8500 | 1 |  |  | 0 |  | 0
[10 empty] | 0 |  |  | 0 | 0 |  | 0 |  |  | 0 |  | 0 |  | 0 | 0 | 0 | 0 |  |  | 0 |  | 0
[10 empty] | 0 |  |  | 0 | 0 |  | 0 |  |  | 0 |  | 0 |  | 0 | 0 | 0 | 0 |  |  | 0 |  | 0
[10 empty] | 0 |  |  | 0 | 0 |  | 0 |  |  | 0 |  | 0 |  | 0 | 0 | 0 | 0 |  |  | 0 |  | 0
[10 empty] | 0 |  |  | 0 | 0 |  | 0 |  |  | 0 |  | 0 |  | 0 | 0 | 0 | 0 |  |  | 0 |  | 0
[10 empty] | 0 |  |  | 0 | 0 |  | 0 |  |  | 0 |  | 0 |  | 0 | 0 | 0 | 0 |  |  | 0 |  | 0
[10 empty] | 0 |  |  | 0 | 0 |  | 0 |  |  | 0 |  | 0 |  | 0 | 0 | 0 | 0 |  |  | 0 |  | 0
[10 empty] | 0 |  |  | 0 | 0 |  | 0 |  |  | 0 |  | 0 |  | 0 | 0 | 0 | 0 |  |  | 0 |  | 0
[10 empty] | 0 |  |  | 0 | 0 |  | 0 |  |  | 0 |  | 0 |  | 0 | 0 | 0 | 0 |  |  | 0 |  | 0
|  |  | TOTAL | [9 empty] | 0 | 0 |  | 368953.3182 | 0 |  | 0 |  | 368935 | [7 empty] | 0 |  | 0
[30 empty] | FUEL SURCHARGE | 0
[16 empty] | CROSSCHECK: | ERROR
0
[12 empty] | TOTAL MANHOURS | 0
[12 empty] | TOTAL SF OF BLDG | 0 | [5 empty] | ADD / DEDUCT
[12 empty] | MHRS PER SF | [6 empty] | SUBTOTAL |  | 368935
[19 empty] | FEE | 3.95% | 14573
[12 empty] | $ / SF | #DIV/0! | [5 empty] | DIRECT O.H. ADJUSTMENT
[19 empty] | WARRANTY RESERVE / HOLDBACK |  | 0
CONTRACTOR'S CONTINGENCY
[19 empty] | ESTIMATE TOTAL |  | 383508
BID ITEM 999 TOTAL
Adjust
|  |  | Total to be Allocated | [6 empty] | 0
Total
Adjust (not allocating)
|  |  | Less Allocated | [6 empty] | 0
|  |  | Base Less Allocated | [6 empty] | 0

## Div 06 Finish Carp
[20 empty] | (less allocated) | ALLW
[13 empty] | 75 | [5 empty] | Plug | 0 | B/O | 0
Drawing | Detail | Description | Length (FT) or Area (SF) | Height (FT) | Width (FT) | Sides/Count | Waste | Conversion | Quantity | U/M | Unit Labor | Est. MH's | MH Dollars | Unit Mat'l | Mat'l Dollars | Equip. Dollars | Sub Unit | Sub | (P) | Line Subtotal | NIC | Allocated OH&P | Total | Unit Quantity | Unit Dollar | Comments | Unit Weight | Weight | Unit Freight C/WT. | Freight
[12 empty] | -- | -- |  | -- |  |  | -- |  | -- |  | 0 | 0 | 0 | 0 |  |  | 0 |  | 0
[12 empty] | -- | -- |  | -- |  |  | -- |  | -- |  | 0 | 0 | 0 | 0 |  |  | 0 |  | 0
|  | Door Casing - MDF | [6 empty] | 0 |  |  | 0 | 0 |  | 0 |  |  | 0 |  | 0 |  | 0 | 0 | 0 | 0 |  |  | 0 |  | 0
|  | Pre-Finished Wood Frame & Door, HC - Bed/Bathrooms | 36 | 1 | 1 | 373 | 105% | 1 | 14100 | LF |  | 0 | 0 |  | 0 |  |  | 0 |  | 0 |  | 0 | 0 | 14100 | 0 |  |  | 0 |  | 0
|  | Pre-Finished Closet Sliding Door, HC | 6 | 1 | 1 | 94 | 105% | 1 | 593 | LF |  | 0 | 0 |  | 0 |  |  | 0 |  | 0 |  | 0 | 0 | 593 | 0 |  |  | 0 |  | 0
[9 empty] | 0 |  |  | 0 | 0 |  | 0 |  |  | 0 |  | 0 |  | 0 | 0 | 0 | 0 |  |  | 0 |  | 0
[8 empty] | Total | 14693 | LF |  | 0 | 0 |  | 0 |  |  | 0 |  | 0 |  | 0 | 0 | 14693 | 0 |  |  | 0 |  | 0
[8 empty] | Rounded For Estimate | 14700 | LF |  | 0 | 0 |  | 0 |  |  | 0 |  | 0 |  | 0 | 0 | 14700 | 0 |  |  | 0 |  | 0
[9 empty] | 0 |  |  | 0 | 0 |  | 0 |  |  | 0 |  | 0 |  | 0 | 0 | 0 | 0 |  |  | 0 |  | 0
[9 empty] | 0 |  |  | 0 | 0 |  | 0 |  |  | 0 |  | 0 |  | 0 | 0 | 0 | 0 |  |  | 0 |  | 0
[9 empty] | 0 |  |  | 0 | 0 |  | 0 |  |  | 0 |  | 0 |  | 0 | 0 | 0 | 0 |  |  | 0 |  | 0
[9 empty] | 0 |  |  | 0 | 0 |  | 0 |  |  | 0 |  | 0 |  | 0 | 0 | 0 | 0 |  |  | 0 |  | 0
[9 empty] | 0 |  |  | 0 | 0 |  | 0 |  |  | 0 |  | 0 |  | 0 | 0 | 0 | 0 |  |  | 0 |  | 0
[9 empty] | 0 |  |  | 0 | 0 |  | 0 |  |  | 0 |  | 0 |  | 0 | 0 | 0 | 0 |  |  | 0 |  | 0
[9 empty] | 0 |  |  | 0 | 0 |  | 0 |  |  | 0 |  | 0 |  | 0 | 0 | 0 | 0 |  |  | 0 |  | 0
[9 empty] | 0 |  |  | 0 | 0 |  | 0 |  |  | 0 |  | 0 |  | 0 | 0 | 0 | 0 |  |  | 0 |  | 0
[9 empty] | 0 |  |  | 0 | 0 |  | 0 |  |  | 0 |  | 0 |  | 0 | 0 | 0 | 0 |  |  | 0 |  | 0
[9 empty] | 0 |  |  | 0 | 0 |  | 0 |  |  | 0 |  | 0 |  | 0 | 0 | 0 | 0 |  |  | 0 |  | 0
[9 empty] | 0 |  |  | 0 | 0 |  | 0 |  |  | 0 |  | 0 |  | 0 | 0 | 0 | 0 |  |  | 0 |  | 0
[9 empty] | 0 |  |  | 0 | 0 |  | 0 |  |  | 0 |  | 0 |  | 0 | 0 | 0 | 0 |  |  | 0 |  | 0
[9 empty] | 0 |  |  | 0 | 0 |  | 0 |  |  | 0 |  | 0 |  | 0 | 0 | 0 | 0 |  |  | 0 |  | 0
[9 empty] | 0 |  |  | 0 | 0 |  | 0 |  |  | 0 |  | 0 |  | 0 | 0 | 0 | 0 |  |  | 0 |  | 0
[9 empty] | 0 |  |  | 0 | 0 |  | 0 |  |  | 0 |  | 0 |  | 0 | 0 | 0 | 0 |  |  | 0 |  | 0
|  | TOTAL | [9 empty] | 0 | 0 |  | 0 | 0 |  | 0 |  | 0 | [7 empty] | 0 |  | 0
[29 empty] | FUEL SURCHARGE | 0
[15 empty] | CROSSCHECK: | OK
0
[11 empty] | TOTAL MANHOURS | 0
[11 empty] | TOTAL SF OF BLDG | 0 | [5 empty] | ADD / DEDUCT
[11 empty] | MHRS PER SF | [6 empty] | SUBTOTAL |  | 0
[18 empty] | FEE | 3.95% | 0
[11 empty] | $ / SF | #DIV/0! | [5 empty] | DIRECT O.H. ADJUSTMENT
[18 empty] | WARRANTY RESERVE / HOLDBACK |  | 0
CONTRACTOR'S CONTINGENCY
[18 empty] | ESTIMATE TOTAL |  | 0
BID ITEM 999 TOTAL
Adjust
|  | Total to be Allocated | [6 empty] | 0
Total
Adjust (not allocating)
|  | Less Allocated | [6 empty] | 0
|  | Base Less Allocated | [6 empty] | 0

## Div 07 Insul
[20 empty] | (less allocated) | ALLW
[13 empty] | 75 | [5 empty] | Plug | 0 | B/O | 0
Location | Material | Description | Length (FT) or Area (SF) | Height (FT) | Width (FT) | Sides/Count | Waste | Conversion | Quantity | U/M | Unit Labor | Est. MH's | MH Dollars | Unit Mat'l | Mat'l Dollars | Equip. Dollars | Sub Unit | Sub | (P) | Line Subtotal | NIC | Allocated OH&P | Total | Unit Quantity | Unit Dollar | Comments | Unit Weight | Weight | Unit Freight C/WT. | Freight
[9 empty] | 0 |  |  | 0 | 0 |  | 0 |  |  | 0 |  | 0 |  | 0 | 0 | 0 | 0 |  |  | 0 |  | 0
[9 empty] | 0 |  |  | 0 | 0 |  | 0 |  |  | 0 |  | 0 |  | 0 | 0 | 0 | 0 |  |  | 0 |  | 0
ELC Core & Shell Insulation
[12 empty] | -- | -- |  | -- |  |  | -- |  | -- |  | 0 | 0 | 0 | 0 |  |  | 0 |  | 0
ELC Core & Shell | R21 | E2 - Exterior Wall | 400 | 11 | 1 | 1 | 105% | 1 | 4620 | SF |  | 0 | 0 |  | 0 |  |  | 0 |  | 0 |  | 0 | 0 | 4620 | 0 |  |  | 0 |  | 0
ELC Core & Shell | 3" Acoustical Bat | W4A - Stair Wall | 241 | 11 | 1 | 1 | 105% | 1 | 2784 | SF |  | 0 | 0 |  | 0 |  |  | 0 |  | 0 |  | 0 | 0 | 2784 | 0 |  |  | 0 |  | 0
[8 empty] | Total | 7404 | SF |  | 0 | 0 |  | 0 |  |  | 0 |  | 0 |  | 0 | 0 | 7404 | 0 |  |  | 0 |  | 0
[8 empty] | Rounded For Estimate | 7450 | SF |  | 0 | 0 |  | 0 |  |  | 0 |  | 0 |  | 0 | 0 | 7450 | 0 |  |  | 0 |  | 0
ELC TI Insulation
ELC TI | R21 | W1 - Unit Seperation Wall | 179 | 11 | 1 | 1 | 105% | 1 | 2068 | SF |  | 0 | 0 |  | 0 |  |  | 0 |  | 0 |  | 0 | 0 | 2068 | 0 |  |  | 0 |  | 0
ELC TI | 3" Acoustical Bat | W2 - Corridor Wall | 194 | 11 | 1 | 1 | 105% | 1 | 2241 | SF |  | 0 | 0 |  | 0 |  |  | 0 |  | 0 |  | 0 | 0 | 2241 | 0 |  |  | 0 |  | 0
ELC TI | 5" Acoustical Bat | W7A - Interior Wall | 311 | 11 | 1 | 1 | 105% | 1 | 3593 | SF |  | 0 | 0 |  | 0 |  |  | 0 |  | 0 |  | 0 | 0 | 3593 | 0 |  |  | 0 |  | 0
[8 empty] | Total | 7902 | SF |  | 0 | 0 |  | 0 |  |  | 0 |  | 0 |  | 0 | 0 | 7902 | 0 |  |  | 0 |  | 0
[8 empty] | Rounded For Estimate | 7950 | SF |  | 0 | 0 |  | 0 |  |  | 0 |  | 0 |  | 0 | 0 | 7950 | 0 |  |  | 0 |  | 0
Residential Insulation
Res - Basement | R21 | E2 - Exterior Wall | 36 | 10 | 1 | 1 | 105% | 1 | 378 | SF |  | 0 | 0 |  | 0 |  |  | 0 |  | 0 |  | 0 | 0 | 378 | 0 |  |  | 0 |  | 0
Res - Basement | 3" Acoustical Bat | W4A - Stair Wall | 74 | 10 | 1 | 1 | 105% | 1 | 777 | SF |  | 0 | 0 |  | 0 |  |  | 0 |  | 0 |  | 0 | 0 | 777 | 0 |  |  | 0 |  | 0
Res - Basement | 5" Acoustical Bat | W7A - Interior Wall | 272 | 10 | 1 | 1 | 105% | 1 | 2856 | SF |  | 0 | 0 |  | 0 |  |  | 0 |  | 0 |  | 0 | 0 | 2856 | 0 |  |  | 0 |  | 0
|  | Cross Check | 0 |  |  |  |  | R21 Total | 378 | SF |  | 0 | 0 |  | 0 |  |  | 0 |  | 0 |  | 0 | 0 | 378 | 0 |  |  | 0 |  | 0
[8 empty] | 3" Acoustical Bat Total | 777 | SF |  | 0 | 0 |  | 0 |  |  | 0 |  | 0 |  | 0 | 0 | 777 | 0 |  |  | 0 |  | 0
[8 empty] | 5" Acoustical Bat Total | 2856 | SF |  | 0 | 0 |  | 0 |  |  | 0 |  | 0 |  | 0 | 0 | 2856 | 0 |  |  | 0 |  | 0
Res - L1 | R21 | E2 - Exterior Wall | 519 | 10 | 1 | 1 | 105% | 1 | 5450 | SF |  | 0 | 0 |  | 0 |  |  | 0 |  | 0 |  | 0 | 0 | 5450 | 0 |  |  | 0 |  | 0
Res - L1 | 3" Acoustical Bat | W1 - Unit Seperation Wall | 205 | 10 | 1 | 1 | 105% | 1 | 2153 | SF |  | 0 | 0 |  | 0 |  |  | 0 |  | 0 |  | 0 | 0 | 2153 | 0 |  |  | 0 |  | 0
Res - L1 | 3" Acoustical Bat | W2 - Corridor Wall | 460 | 10 | 1 | 1 | 105% | 1 | 4830 | BF |  | 0 | 0 |  | 0 |  |  | 0 |  | 0 |  | 0 | 0 | 4830 | 0 |  |  | 0 |  | 0
Res - L1 | 3" Acoustical Bat | W4A - Stair Wall | 64 | 10 | 1 | 1 | 105% | 1 | 672 | SF |  | 0 | 0 |  | 0 |  |  | 0 |  | 0 |  | 0 | 0 | 672 | 0 |  |  | 0 |  | 0
|  | Cross Check | 0 |  |  |  |  | R21 Total | 5450 | SF |  | 0 | 0 |  | 0 |  |  | 0 |  | 0 |  | 0 | 0 | 5450 | 0 |  |  | 0 |  | 0
[8 empty] | 3" Acoustical Bat Total | 7655 | SF |  | 0 | 0 |  | 0 |  |  | 0 |  | 0 |  | 0 | 0 | 7655 | 0 |  |  | 0 |  | 0
[8 empty] | 5" Acoustical Bat Total | 0 | SF |  | 0 | 0 |  | 0 |  |  | 0 |  | 0 |  | 0 | 0 | 0 | 0 |  |  | 0 |  | 0
Res - L2 | R21 | E2 - Exterior Wall | 890 | 10 | 1 | 1 | 105% | 1 | 9345 | SF |  | 0 | 0 |  | 0 |  |  | 0 |  | 0 |  | 0 | 0 | 9345 | 0 |  |  | 0 |  | 0
Res - L2 | 3" Acoustical Bat | W1 - Unit Seperation Wall | 521 | 10 | 1 | 1 | 105% | 1 | 5471 | SF |  | 0 | 0 |  | 0 |  |  | 0 |  | 0 |  | 0 | 0 | 5471 | 0 |  |  | 0 |  | 0
Res - L2 | 3" Acoustical Bat | W2 - Corridor Wall | 686 | 10 | 1 | 1 | 105% | 1 | 7203 | SF |  | 0 | 0 |  | 0 |  |  | 0 |  | 0 |  | 0 | 0 | 7203 | 0 |  |  | 0 |  | 0
Res - L2 | 3" Acoustical Bat | W4A - Stair Wall | 184 | 10 | 1 | 1 | 105% | 1 | 1932 | SF |  | 0 | 0 |  | 0 |  |  | 0 |  | 0 |  | 0 | 0 | 1932 | 0 |  |  | 0 |  | 0
|  | Cross Check | 0 |  | Res L2 Totals |  |  | R21 Total | 9345 | SF |  | 0 | 0 |  | 0 |  |  | 0 |  | 0 |  | 0 | 0 | 9345 | 0 |  |  | 0 |  | 0
[8 empty] | 3" Acoustical Bat Total | 14606 | SF |  | 0 | 0 |  | 0 |  |  | 0 |  | 0 |  | 0 | 0 | 14606 | 0 |  |  | 0 |  | 0
[8 empty] | 5" Acoustical Bat Total | 0 | SF |  | 0 | 0 |  | 0 |  |  | 0 |  | 0 |  | 0 | 0 | 0 | 0 |  |  | 0 |  | 0
Res - L3 |  |  |  |  | Res L3 Totals |  |  | R21 Total | 9345 | SF |  | 0 | 0 |  | 0 |  |  | 0 |  | 0 |  | 0 | 0 | 9345 | 0 |  |  | 0 |  | 0
[8 empty] | 3" Acoustical Bat Total | 14606 | SF |  | 0 | 0 |  | 0 |  |  | 0 |  | 0 |  | 0 | 0 | 14606 | 0 |  |  | 0 |  | 0
[8 empty] | 5" Acoustical Bat Total | 0 | SF |  | 0 | 0 |  | 0 |  |  | 0 |  | 0 |  | 0 | 0 | 0 | 0 |  |  | 0 |  | 0
Res - L4 |  |  |  |  | Res L4 Totals |  |  | R21 Total | 9345 | SF |  | 0 | 0 |  | 0 |  |  | 0 |  | 0 |  | 0 | 0 | 9345 | 0 |  |  | 0 |  | 0
[8 empty] | 3" Acoustical Bat Total | 14606 | SF |  | 0 | 0 |  | 0 |  |  | 0 |  | 0 |  | 0 | 0 | 14606 | 0 |  |  | 0 |  | 0
[8 empty] | 5" Acoustical Bat Total | 0 | SF |  | 0 | 0 |  | 0 |  |  | 0 |  | 0 |  | 0 | 0 | 0 | 0 |  |  | 0 |  | 0
Elevator Penthouse | R21 | E2 - Exterior Wall | 50 | 6 | 1 | 1 | 105% | 1 | 315 | SF |  | 0 | 0 |  | 0 |  |  | 0 |  | 0 |  | 0 | 0 | 315 | 0 |  |  | 0 |  | 0
|  | Cross Check | 0 |  |  | Res Framing Totals |  | R21 Total | 34178 | SF |  | 0 | 0 |  | 0 |  |  | 0 |  | 0 |  | 0 | 0 | 34178 | 0 |  |  | 0 |  | 0
[8 empty] | 3" Acoustical Bat Total | 52250 | SF |  | 0 | 0 |  | 0 |  |  | 0 |  | 0 |  | 0 | 0 | 52250 | 0 |  |  | 0 |  | 0
[8 empty] | 5" Acoustical Bat Total | 2856 | SF |  | 0 | 0 |  | 0 |  |  | 0 |  | 0 |  | 0 | 0 | 2856 | 0 |  |  | 0 |  | 0
Residential Floors & Roof
Floor 2 | 3 1/2" Acoustical Bat | Floor Sheathing - ELC Area | 8993 | 1 | 1 | 1 | 105% | 1 | 9443 | SF |  | 0 | 0 |  | 0 |  |  | 0 |  | 0 |  | 0 | 0 | 9443 | 0 |  |  | 0 |  | 0
Floor 2 | 3 1/2" Acoustical Bat | Floor Sheathing - Residential Area | 12902 | 1 | 1 | 1 | 105% | 1 | 13548 | SF |  | 0 | 0 |  | 0 |  |  | 0 |  | 0 |  | 0 | 0 | 13548 | 0 |  |  | 0 |  | 0
Floor 3 | 3 1/2" Acoustical Bat | Floor Sheathing | 20870 | 1 | 1 | 1 | 105% | 1 | 21914 | SF |  | 0 | 0 |  | 0 |  |  | 0 |  | 0 |  | 0 | 0 | 21914 | 0 |  |  | 0 |  | 0
Floor 4 | 3 1/2" Acoustical Bat | Floor Sheathing | 20870 | 1 | 1 | 1 | 105% | 1 | 21914 | SF |  | 0 | 0 |  | 0 |  |  | 0 |  | 0 |  | 0 | 0 | 21914 | 0 |  |  | 0 |  | 0
Roof | 3 1/2" Acoustical Bat | Roof Sheathing | 22264 | 1 | 1 | 1 | 105% | 1 | 23378 | SF |  | 0 | 0 |  | 0 |  |  | 0 |  | 0 |  | 0 | 0 | 23378 | 0 |  |  | 0 |  | 0
[9 empty] | 0 |  |  | 0 | 0 |  | 0 |  |  | 0 |  | 0 |  | 0 | 0 | 0 | 0 |  |  | 0 |  | 0
|  | Cross Check | 0 |  |  |  |  | 3 1/2" Acoustical BatTotal | 90197 | SF |  | 0 | 0 |  | 0 |  |  | 0 |  | 0 |  | 0 | 0 | 90197 | 0 |  |  | 0 |  | 0
[9 empty] | 0 |  |  | 0 | 0 |  | 0 |  |  | 0 |  | 0 |  | 0 | 0 | 0 | 0 |  |  | 0 |  | 0
Grand Totals
[9 empty] | 0 |  |  | 0 | 0 |  | 0 |  |  | 0 |  | 0 |  | 0 | 0 | 0 | 0 |  |  | 0 |  | 0
|  | Cross Check | 0 |  |  |  |  | R21 Total | 34178 | SF |  | 0 | 0 |  | 0 |  |  | 0 |  | 0 |  | 0 | 0 | 34178 | 0 |  |  | 0 |  | 0
[8 empty] | 3" Acoustical Bat Total | 52250 | SF |  | 0 | 0 |  | 0 |  |  | 0 |  | 0 |  | 0 | 0 | 52250 | 0 |  |  | 0 |  | 0
[8 empty] | 5" Acoustical Bat Total | 2856 | SF |  | 0 | 0 |  | 0 |  |  | 0 |  | 0 |  | 0 | 0 | 2856 | 0 |  |  | 0 |  | 0
[8 empty] | 3 1/2" Acoustical BatTotal | 90197 | SF |  | 0 | 0 |  | 0 |  |  | 0 |  | 0 |  | 0 | 0 | 90197 | 0 |  |  | 0 |  | 0
[9 empty] | 0 |  |  | 0 | 0 |  | 0 |  |  | 0 |  | 0 |  | 0 | 0 | 0 | 0 |  |  | 0 |  | 0
|  |  |  | Quite a bit less than previous estimate, round up |  |  |  | Total Insulation | 179481 | SF |  | 0 | 0 |  | 0 |  |  | 0 |  | 0 |  | 0 | 0 | 179481 | 0 |  |  | 0 |  | 0
[8 empty] | Rounded For Estimate | 185000 | SF |  | 0 | 0 |  | 0 |  |  | 0 |  | 0 |  | 0 | 0 | 185000 | 0 |  |  | 0 |  | 0
[9 empty] | 0 |  |  | 0 | 0 |  | 0 |  |  | 0 |  | 0 |  | 0 | 0 | 0 | 0 |  |  | 0 |  | 0
|  | TOTAL | [9 empty] | 0 | 0 |  | 0 | 0 |  | 0 |  | 0 | [7 empty] | 0 |  | 0
[29 empty] | FUEL SURCHARGE | 0
[15 empty] | CROSSCHECK: | OK
0
[11 empty] | TOTAL MANHOURS | 0
[11 empty] | TOTAL SF OF BLDG | 0 | [5 empty] | ADD / DEDUCT
[11 empty] | MHRS PER SF | [6 empty] | SUBTOTAL |  | 0
[18 empty] | FEE | 3.95% | 0
[11 empty] | $ / SF | #DIV/0! | [5 empty] | DIRECT O.H. ADJUSTMENT
[18 empty] | WARRANTY RESERVE / HOLDBACK |  | 0
CONTRACTOR'S CONTINGENCY
[18 empty] | ESTIMATE TOTAL |  | 0
BID ITEM 999 TOTAL
Adjust
|  | Total to be Allocated | [6 empty] | 0
Total
Adjust (not allocating)
|  | Less Allocated | [6 empty] | 0
|  | Base Less Allocated | [6 empty] | 0

## Div 07 Siding
[20 empty] | (less allocated) | ALLW
[13 empty] | 75 | [5 empty] | Plug | 0 | B/O | 0
Drawing | Detail | Description | Length (FT) or Area (SF) | Height (FT) | Width (FT) | Sides/Count | Waste | Conversion | Quantity | U/M | Unit Labor | Est. MH's | MH Dollars | Unit Mat'l | Mat'l Dollars | Equip. Dollars | Sub Unit | Sub | (P) | Line Subtotal | NIC | Allocated OH&P | Total | Unit Quantity | Unit Dollar | Comments | Unit Weight | Weight | Unit Freight C/WT. | Freight
[12 empty] | -- | -- |  | -- |  |  | -- |  | -- |  | 0 | 0 | 0 | 0 |  |  | 0 |  | 0
[12 empty] | -- | -- |  | -- |  |  | -- |  | -- |  | 0 | 0 | 0 | 0 |  |  | 0 |  | 0
ELC Siding
[9 empty] | 0 |  |  | 0 | 0 |  | 0 |  |  | 0 |  | 0 |  | 0 | 0 | 0 | 0 |  |  | 0 |  | 0
|  | 1/2 Panels | 1 | 1 | 1 | 137 | 105% | 0.5 | 72 | EA |  | 0 | 0 |  | 0 |  |  | 0 |  | 0 |  | 0 | 0 | 72 | 0 |  |  | 0 |  | 0
|  | 3/4 Panels | 1 | 1 | 1 | 83 | 105% | 1 | 88 | EA |  | 0 | 0 |  | 0 |  |  | 0 |  | 0 |  | 0 | 0 | 88 | 0 |  |  | 0 |  | 0
[9 empty] | 0 |  |  | 0 | 0 |  | 0 |  |  | 0 |  | 0 |  | 0 | 0 | 0 | 0 |  |  | 0 |  | 0
[8 empty] | Full Panels | 160 | EA |  | 0 | 0 |  | 0 |  |  | 0 |  | 0 |  | 0 | 0 | 160 | 0 |  |  | 0 |  | 0
[9 empty] | 5120 | SF |  | 0 | 0 |  | 0 |  |  | 0 |  | 0 |  | 0 | 0 | 5120 | 0 |  |  | 0 |  | 0
[9 empty] | 0 |  |  | 0 | 0 |  | 0 |  |  | 0 |  | 0 |  | 0 | 0 | 0 | 0 |  |  | 0 |  | 0
[9 empty] | 0 |  |  | 0 | 0 |  | 0 |  |  | 0 |  | 0 |  | 0 | 0 | 0 | 0 |  |  | 0 |  | 0
Residential Siding
[9 empty] | 0 |  |  | 0 | 0 |  | 0 |  |  | 0 |  | 0 |  | 0 | 0 | 0 | 0 |  |  | 0 |  | 0
|  | 1/2 Panels | 1 | 1 | 1 | 837 | 105% | 0.5 | 440 | EA |  | 0 | 0 |  | 0 |  |  | 0 |  | 0 |  | 0 | 0 | 440 | 0 |  |  | 0 |  | 0
|  | 3/4 Panels | 1 | 1 | 1 | 878 | 105% | 1 | 922 | EA |  | 0 | 0 |  | 0 |  |  | 0 |  | 0 |  | 0 | 0 | 922 | 0 |  |  | 0 |  | 0
|  | Full Panels | 1 | 1 | 1 | 141 | 105% | 1 | 149 | EA |  | 0 | 0 |  | 0 |  |  | 0 |  | 0 |  | 0 | 0 | 149 | 0 |  |  | 0 |  | 0
[9 empty] | 0 |  |  | 0 | 0 |  | 0 |  |  | 0 |  | 0 |  | 0 | 0 | 0 | 0 |  |  | 0 |  | 0
[8 empty] | Full Panels | 1511 | EA |  | 0 | 0 |  | 0 |  |  | 0 |  | 0 |  | 0 | 0 | 1511 | 0 |  |  | 0 |  | 0
[9 empty] | 48352 | SF |  | 0 | 0 |  | 0 |  |  | 0 |  | 0 |  | 0 | 0 | 48352 | 0 |  |  | 0 |  | 0
[8 empty] | Rounded For Estimate | 48350 | SF |  | 0 | 0 |  | 0 |  |  | 0 |  | 0 |  | 0 | 0 | 48350 | 0 |  |  | 0 |  | 0
[9 empty] | 0 |  |  | 0 | 0 |  | 0 |  |  | 0 |  | 0 |  | 0 | 0 | 0 | 0 |  |  | 0 |  | 0
[9 empty] | 0 |  |  | 0 | 0 |  | 0 |  |  | 0 |  | 0 |  | 0 | 0 | 0 | 0 |  |  | 0 |  | 0
[9 empty] | 0 |  |  | 0 | 0 |  | 0 |  |  | 0 |  | 0 |  | 0 | 0 | 0 | 0 |  |  | 0 |  | 0
[9 empty] | 0 |  |  | 0 | 0 |  | 0 |  |  | 0 |  | 0 |  | 0 | 0 | 0 | 0 |  |  | 0 |  | 0
[9 empty] | 0 |  |  | 0 | 0 |  | 0 |  |  | 0 |  | 0 |  | 0 | 0 | 0 | 0 |  |  | 0 |  | 0
[9 empty] | 0 |  |  | 0 | 0 |  | 0 |  |  | 0 |  | 0 |  | 0 | 0 | 0 | 0 |  |  | 0 |  | 0
[9 empty] | 0 |  |  | 0 | 0 |  | 0 |  |  | 0 |  | 0 |  | 0 | 0 | 0 | 0 |  |  | 0 |  | 0
[9 empty] | 0 |  |  | 0 | 0 |  | 0 |  |  | 0 |  | 0 |  | 0 | 0 | 0 | 0 |  |  | 0 |  | 0
[9 empty] | 0 |  |  | 0 | 0 |  | 0 |  |  | 0 |  | 0 |  | 0 | 0 | 0 | 0 |  |  | 0 |  | 0
[9 empty] | 0 |  |  | 0 | 0 |  | 0 |  |  | 0 |  | 0 |  | 0 | 0 | 0 | 0 |  |  | 0 |  | 0
[9 empty] | 0 |  |  | 0 | 0 |  | 0 |  |  | 0 |  | 0 |  | 0 | 0 | 0 | 0 |  |  | 0 |  | 0
[9 empty] | 0 |  |  | 0 | 0 |  | 0 |  |  | 0 |  | 0 |  | 0 | 0 | 0 | 0 |  |  | 0 |  | 0
[9 empty] | 0 |  |  | 0 | 0 |  | 0 |  |  | 0 |  | 0 |  | 0 | 0 | 0 | 0 |  |  | 0 |  | 0
[9 empty] | 0 |  |  | 0 | 0 |  | 0 |  |  | 0 |  | 0 |  | 0 | 0 | 0 | 0 |  |  | 0 |  | 0
|  | TOTAL | [9 empty] | 0 | 0 |  | 0 | 0 |  | 0 |  | 0 | [7 empty] | 0 |  | 0
[29 empty] | FUEL SURCHARGE | 0
[15 empty] | CROSSCHECK: | OK
0
[11 empty] | TOTAL MANHOURS | 0
[11 empty] | TOTAL SF OF BLDG | 0 | [5 empty] | ADD / DEDUCT
[11 empty] | MHRS PER SF | [6 empty] | SUBTOTAL |  | 0
[18 empty] | FEE | 3.95% | 0
[11 empty] | $ / SF | #DIV/0! | [5 empty] | DIRECT O.H. ADJUSTMENT
[18 empty] | WARRANTY RESERVE / HOLDBACK |  | 0
CONTRACTOR'S CONTINGENCY
[18 empty] | ESTIMATE TOTAL |  | 0
BID ITEM 999 TOTAL
Adjust
|  | Total to be Allocated | [6 empty] | 0
Total
Adjust (not allocating)
|  | Less Allocated | [6 empty] | 0
|  | Base Less Allocated | [6 empty] | 0

## Div 09 GWB
[20 empty] | (less allocated) | ALLW
[13 empty] | 75 | [5 empty] | Plug | 0 | B/O | 0
Location | Material | Description | Length (FT) or Area (SF) | Height (FT) | Width (FT) | Sides/Count | Waste | Conversion | Quantity | U/M | Unit Labor | Est. MH's | MH Dollars | Unit Mat'l | Mat'l Dollars | Equip. Dollars | Sub Unit | Sub | (P) | Line Subtotal | NIC | Allocated OH&P | Total | Unit Quantity | Unit Dollar | Comments | Unit Weight | Weight | Unit Freight C/WT. | Freight
[9 empty] | 0 |  |  | 0 | 0 |  | 0 |  |  | 0 |  | 0 |  | 0 | 0 | 0 | 0 |  |  | 0 |  | 0
[9 empty] | 0 |  |  | 0 | 0 |  | 0 |  |  | 0 |  | 0 |  | 0 | 0 | 0 | 0 |  |  | 0 |  | 0
ELC Core & Shell GWB
[12 empty] | -- | -- |  | -- |  |  | -- |  | -- |  | 0 | 0 | 0 | 0 |  |  | 0 |  | 0
ELC Core & Shell | 5/8 Type X | E2 - Ext Wall | 400 | 10 | 1 | 1 | 105% | 1 | 4200 | SF |  | 0 | 0 |  | 0 |  |  | 0 |  | 0 |  | 0 | 0 | 4200 | 0 |  |  | 0 |  | 0
ELC Core & Shell | 5/8 Type X | W5 - Stair Partition | 10 | 10 | 1 | 4 | 105% | 1 | 420 | SF |  | 0 | 0 |  | 0 |  |  | 0 |  | 0 |  | 0 | 0 | 420 | 0 |  |  | 0 |  | 0
ELC Core & Shell | 5/8 Type X | W4A - Stair | 241 | 10 | 1 | 4 | 105% | 1 | 10122 | SF |  | 0 | 0 |  | 0 |  |  | 0 |  | 0 |  | 0 | 0 | 10122 | 0 |  |  | 0 |  | 0
Floor 2 | 5/8 Type C | Floor Ceiling Assembly | 8993 | 1 | 1 | 1 | 105% | 1 | 9443 | SF |  | 0 | 0 |  | 0 |  |  | 0 |  | 0 |  | 0 | 0 | 9443 | 0 |  |  | 0 |  | 0
Floor 2 | RC Channel | Floor Ceiling Assembly | 8993 | 1 | 1 | 1 | 105% | 1 | 9443 | SF |  | 0 | 0 |  | 0 |  |  | 0 |  | 0 |  | 0 | 0 | 9443 | 0 |  |  | 0 |  | 0
|  | Cross Check | 0 |  |  |  |  | 5/8 Typ X Total | 24185 | SF |  | 0 | 0 |  | 0 |  |  | 0 |  | 0 |  | 0 | 0 | 24185 | 0 |  |  | 0 |  | 0
[8 empty] | RC Channel Total | 9443 | SF |  | 0 | 0 |  | 0 |  |  | 0 |  | 0 |  | 0 | 0 | 9443 | 0 |  |  | 0 |  | 0
[8 empty] | Rounded For Estimate | 24200 | SF
[8 empty] | RC Rounded For Estimate | 9500 | SF |  | 0 | 0 |  | 0 |  |  | 0 |  | 0 |  | 0 | 0 | 9500 | 0 |  |  | 0 |  | 0
ELC TI GWB
ELC TI | 5/8 Type X | W1 - Unit Separation Wall | 179 | 10 | 1 | 2 | 105% | 1 | 3759 | SF |  | 0 | 0 |  | 0 |  |  | 0 |  | 0 |  | 0 | 0 | 3759 | 0 |  |  | 0 |  | 0
ELC TI | 5/8 Type X | W2 - Corridor Wall | 194 | 10 | 1 | 2 | 105% | 1 | 4074 | SF |  | 0 | 0 |  | 0 |  |  | 0 |  | 0 |  | 0 | 0 | 4074 | 0 |  |  | 0 |  | 0
ELC TI | 5/8 Type X | W7A - Int Wall | 311 | 10 | 1 | 2 | 105% | 1 | 6531 | SF |  | 0 | 0 |  | 0 |  |  | 0 |  | 0 |  | 0 | 0 | 6531 | 0 |  |  | 0 |  | 0
ELC TI | RC Channel | W1 - Unit Separation Wall | 179 | 10 | 1 | 1 | 105% | 1 | 1880 | SF |  | 0 | 0 |  | 0 |  |  | 0 |  | 0 |  | 0 | 0 | 1880 | 0 |  |  | 0 |  | 0
ELC TI | RC Channel | W2 - Corridor Wall | 194 | 10 | 1 | 1 | 105% | 1 | 2037 | SF |  | 0 | 0 |  | 0 |  |  | 0 |  | 0 |  | 0 | 0 | 2037 | 0 |  |  | 0 |  | 0
|  | Cross Check | 0 |  |  |  |  | 5/8 Typ X Total | 14364 | SF |  | 0 | 0 |  | 0 |  |  | 0 |  | 0 |  | 0 | 0 | 14364 | 0 |  |  | 0 |  | 0
[8 empty] | RC Channel Total | 3917 | SF |  | 0 | 0 |  | 0 |  |  | 0 |  | 0 |  | 0 | 0 | 3917 | 0 |  |  | 0 |  | 0
[8 empty] | 5 /8 Rounded For Estimate | 14500 | SF
[8 empty] | RC Rounded For Estimate | 4000 | SF |  | 0 | 0 |  | 0 |  |  | 0 |  | 0 |  | 0 | 0 | 4000 | 0 |  |  | 0 |  | 0
Residential GWB
Res - Basement | 5/8 Type X | E2 - Ext Wall | 36 | 10 | 1 | 1 | 105% | 1 | 378 | SF |  | 0 | 0 |  | 0 |  |  | 0 |  | 0 |  | 0 | 0 | 378 | 0 |  |  | 0 |  | 0
Res - Basement | 5/8 Type X | W3 - Int Wall | 8 | 10 | 1 | 2 | 105% | 1 | 168 | SF |  | 0 | 0 |  | 0 |  |  | 0 |  | 0 |  | 0 | 0 | 168 | 0 |  |  | 0 |  | 0
Res - Basement | 5/8 Type X | W4A - Stair Wall | 74 | 10 | 1 | 4 | 105% | 1 | 3108 | SF |  | 0 | 0 |  | 0 |  |  | 0 |  | 0 |  | 0 | 0 | 3108 | 0 |  |  | 0 |  | 0
Res - Basement | 5/8 Type X | W5 - Stair Partition | 27 | 10 | 1 | 4 | 105% | 1 | 1134 | SF |  | 0 | 0 |  | 0 |  |  | 0 |  | 0 |  | 0 | 0 | 1134 | 0 |  |  | 0 |  | 0
Res - Basement | 5/8 Type X | W7A - Int Wall | 272 | 10 | 1 | 2 | 105% | 1 | 5712 | SF |  | 0 | 0 |  | 0 |  |  | 0 |  | 0 |  | 0 | 0 | 5712 | 0 |  |  | 0 |  | 0
|  | Cross Check | 0 |  |  |  |  | 5/8 Typ X Total | 10500 | SF |  | 0 | 0 |  | 0 |  |  | 0 |  | 0 |  | 0 | 0 | 10500 | 0 |  |  | 0 |  | 0
[8 empty] | RC Channel Total | 0 | SF |  | 0 | 0 |  | 0 |  |  | 0 |  | 0 |  | 0 | 0 | 0 | 0 |  |  | 0 |  | 0
Res - L1 | 5/8 Type X | E2 - Ext Wall | 519 | 9 | 1 | 1 | 105% | 1 | 4905 | SF |  | 0 | 0 |  | 0 |  |  | 0 |  | 0 |  | 0 | 0 | 4905 | 0 |  |  | 0 |  | 0
Res - L1 | 5/8 Type X | W1 - Unit Separation Wall | 205 | 9 | 1 | 2 | 105% | 1 | 3875 | SF |  | 0 | 0 |  | 0 |  |  | 0 |  | 0 |  | 0 | 0 | 3875 | 0 |  |  | 0 |  | 0
Res - L1 | 5/8 Type X | W2 - Corridor Wall | 460 | 9 | 1 | 2 | 105% | 1 | 8694 | SF |  | 0 | 0 |  | 0 |  |  | 0 |  | 0 |  | 0 | 0 | 8694 | 0 |  |  | 0 |  | 0
Res - L1 | 5/8 Type X | W3 - Int Wall | 346 | 9 | 1 | 2 | 105% | 1 | 6540 | SF |  | 0 | 0 |  | 0 |  |  | 0 |  | 0 |  | 0 | 0 | 6540 | 0 |  |  | 0 |  | 0
Res - L1 | 5/8 Type X | W4A - Stair Wall | 64 | 9 | 1 | 4 | 105% | 1 | 2420 | SF |  | 0 | 0 |  | 0 |  |  | 0 |  | 0 |  | 0 | 0 | 2420 | 0 |  |  | 0 |  | 0
Res - L1 | 5/8 Type X | W5 - Stair Partition | 10 | 9 | 1 | 4 | 105% | 1 | 378 | SF |  | 0 | 0 |  | 0 |  |  | 0 |  | 0 |  | 0 | 0 | 378 | 0 |  |  | 0 |  | 0
Res - L1 | 5/8 Type X | W7 - Int Wall | 612 | 9 | 1 | 2 | 105% | 1 | 11567 | SF |  | 0 | 0 |  | 0 |  |  | 0 |  | 0 |  | 0 | 0 | 11567 | 0 |  |  | 0 |  | 0
Res - L1 | 5/8 Type X | W8 - Int Wall | 144 | 9 | 1 | 1 | 105% | 1 | 1361 | SF |  | 0 | 0 |  | 0 |  |  | 0 |  | 0 |  | 0 | 0 | 1361 | 0 |  |  | 0 |  | 0
Res - L1 | 5/8 Type X | W8A - Int Wall | 154 | 9 | 1 | 1 | 105% | 1 | 1456 | SF |  | 0 | 0 |  | 0 |  |  | 0 |  | 0 |  | 0 | 0 | 1456 | 0 |  |  | 0 |  | 0
Res - L1 | RC Channel | W1 - Unit Separation Wall | 205 | 9 | 1 | 1 | 105% | 1 | 1938 | SF |  | 0 | 0 |  | 0 |  |  | 0 |  | 0 |  | 0 | 0 | 1938 | 0 |  |  | 0 |  | 0
Res - L1 | RC Channel | W2 - Corridor Wall | 460 | 9 | 1 | 1 | 105% | 1 | 4347 | SF |  | 0 | 0 |  | 0 |  |  | 0 |  | 0 |  | 0 | 0 | 4347 | 0 |  |  | 0 |  | 0
|  | Cross Check | 0 |  |  |  |  | 5/8 Typ X Total | 41196 | SF |  | 0 | 0 |  | 0 |  |  | 0 |  | 0 |  | 0 | 0 | 41196 | 0 |  |  | 0 |  | 0
[8 empty] | RC Channel Total | 6285 | SF |  | 0 | 0 |  | 0 |  |  | 0 |  | 0 |  | 0 | 0 | 6285 | 0 |  |  | 0 |  | 0
Res - L2 | 5/8 Type X | E2 - Ext Wall | 890 | 9 | 1 | 1 | 105% | 1 | 8411 | SF |  | 0 | 0 |  | 0 |  |  | 0 |  | 0 |  | 0 | 0 | 8411 | 0 |  |  | 0 |  | 0
Res - L2 | 5/8 Type X | W1 - Unit Separation Wall | 521 | 9 | 1 | 2 | 105% | 1 | 9847 | SF |  | 0 | 0 |  | 0 |  |  | 0 |  | 0 |  | 0 | 0 | 9847 | 0 |  |  | 0 |  | 0
Res - L2 | 5/8 Type X | W2 - Corridor Wall | 686 | 9 | 1 | 2 | 105% | 1 | 12966 | SF |  | 0 | 0 |  | 0 |  |  | 0 |  | 0 |  | 0 | 0 | 12966 | 0 |  |  | 0 |  | 0
Res - L2 | 5/8 Type X | W3 - Int Wall | 835 | 9 | 1 | 2 | 105% | 1 | 15782 | SF |  | 0 | 0 |  | 0 |  |  | 0 |  | 0 |  | 0 | 0 | 15782 | 0 |  |  | 0 |  | 0
Res - L2 | 5/8 Type X | W4A - Stair Wall | 184 | 9 | 1 | 4 | 105% | 1 | 6956 | SF |  | 0 | 0 |  | 0 |  |  | 0 |  | 0 |  | 0 | 0 | 6956 | 0 |  |  | 0 |  | 0
Res - L2 | 5/8 Type X | W5 - Stair Partition | 20 | 9 | 1 | 4 | 105% | 1 | 756 | SF |  | 0 | 0 |  | 0 |  |  | 0 |  | 0 |  | 0 | 0 | 756 | 0 |  |  | 0 |  | 0
Res - L2 | 5/8 Type X | W7 - Int Wall | 1261 | 9 | 1 | 2 | 105% | 1 | 23833 | SF |  | 0 | 0 |  | 0 |  |  | 0 |  | 0 |  | 0 | 0 | 23833 | 0 |  |  | 0 |  | 0
Res - L2 | 5/8 Type X | W8 - Int Wall | 78 | 9 | 1 | 2 | 105% | 1 | 1475 | SF |  | 0 | 0 |  | 0 |  |  | 0 |  | 0 |  | 0 | 0 | 1475 | 0 |  |  | 0 |  | 0
Res - L2 | 5/8 Type X | W8A - Int Wall | 418 | 9 | 1 | 1 | 105% | 1 | 3951 | SF |  | 0 | 0 |  | 0 |  |  | 0 |  | 0 |  | 0 | 0 | 3951 | 0 |  |  | 0 |  | 0
Res - L2 | RC Channel | W1 - Unit Separation Wall | 521 | 9 | 1 | 1 | 105% | 1 | 4924 | SF |  | 0 | 0 |  | 0 |  |  | 0 |  | 0 |  | 0 | 0 | 4924 | 0 |  |  | 0 |  | 0
Res - L2 | RC Channel | W2 - Corridor Wall | 686 | 9 | 1 | 1 | 105% | 1 | 6483 | SF |  | 0 | 0 |  | 0 |  |  | 0 |  | 0 |  | 0 | 0 | 6483 | 0 |  |  | 0 |  | 0
|  | Cross Check | 0 |  | L2 Total |  |  | 5/8 Typ X Total | 83977 | SF |  | 0 | 0 |  | 0 |  |  | 0 |  | 0 |  | 0 | 0 | 83977 | 0 |  |  | 0 |  | 0
[8 empty] | RC Channel Total | 11407 | SF |  | 0 | 0 |  | 0 |  |  | 0 |  | 0 |  | 0 | 0 | 11407 | 0 |  |  | 0 |  | 0
[5 empty] | L3 Total |  |  | 5/8 Typ X Total | 83977 | SF |  | 0 | 0 |  | 0 |  |  | 0 |  | 0 |  | 0 | 0 | 83977 | 0 |  |  | 0 |  | 0
[8 empty] | RC Channel Total | 11407 | SF |  | 0 | 0 |  | 0 |  |  | 0 |  | 0 |  | 0 | 0 | 11407 | 0 |  |  | 0 |  | 0
[5 empty] | L4 Total |  |  | 5/8 Typ X Total | 83977 | SF |  | 0 | 0 |  | 0 |  |  | 0 |  | 0 |  | 0 | 0 | 83977 | 0 |  |  | 0 |  | 0
[8 empty] | RC Channel Total | 11407 | SF |  | 0 | 0 |  | 0 |  |  | 0 |  | 0 |  | 0 | 0 | 11407 | 0 |  |  | 0 |  | 0
Floor 2 | 5/8 Type C | Floor Ceiling Assembly | 12902 | 1 | 1 | 1 | 105% | 1 | 13548 | SF |  | 0 | 0 |  | 0 |  |  | 0 |  | 0 |  | 0 | 0 | 13548 | 0 |  |  | 0 |  | 0
Floor 3 | 5/8 Type C | Floor Ceiling Assembly | 20870 | 1 | 1 | 1 | 105% | 1 | 21914 | SF |  | 0 | 0 |  | 0 |  |  | 0 |  | 0 |  | 0 | 0 | 21914 | 0 |  |  | 0 |  | 0
Floor 4 | 5/8 Type C | Floor Ceiling Assembly | 20870 | 1 | 1 | 1 | 105% | 1 | 21914 | SF |  | 0 | 0 |  | 0 |  |  | 0 |  | 0 |  | 0 | 0 | 21914 | 0 |  |  | 0 |  | 0
Roof | 5/8 Type X | Roof Ceiling Assembly | 22264 | 1 | 1 | 2 | 105% | 1 | 46755 | SF |  | 0 | 0 |  | 0 |  |  | 0 |  | 0 |  | 0 | 0 | 46755 | 0 |  |  | 0 |  | 0
Floor 2 | RC Channel | Floor Ceiling Assembly | 12902 | 1 | 1 | 1 | 105% | 1 | 13548 | SF |  | 0 | 0 |  | 0 |  |  | 0 |  | 0 |  | 0 | 0 | 13548 | 0 |  |  | 0 |  | 0
Floor 3 | RC Channel | Floor Ceiling Assembly | 20870 | 1 | 1 | 1 | 105% | 1 | 21914 | SF |  | 0 | 0 |  | 0 |  |  | 0 |  | 0 |  | 0 | 0 | 21914 | 0 |  |  | 0 |  | 0
Floor 4 | RC Channel | Floor Ceiling Assembly | 20870 | 1 | 1 | 1 | 105% | 1 | 21914 | SF |  | 0 | 0 |  | 0 |  |  | 0 |  | 0 |  | 0 | 0 | 21914 | 0 |  |  | 0 |  | 0
Roof | RC Channel | Roof Ceiling Assembly | 22264 | 1 | 1 | 1 | 105% | 1 | 23378 | SF |  | 0 | 0 |  | 0 |  |  | 0 |  | 0 |  | 0 | 0 | 23378 | 0 |  |  | 0 |  | 0
[9 empty] | 0 |  |  | 0 | 0 |  | 0 |  |  | 0 |  | 0 |  | 0 | 0 | 0 | 0 |  |  | 0 |  | 0
|  | Cross Check | 0 |  |  | Floor/Ceiling Total |  | 5/8 Typ X Total | 104131 | SF |  | 0 | 0 |  | 0 |  |  | 0 |  | 0 |  | 0 | 0 | 104131 | 0 |  |  | 0 |  | 0
[8 empty] | RC Channel Total | 80754 | SF |  | 0 | 0 |  | 0 |  |  | 0 |  | 0 |  | 0 | 0 | 80754 | 0 |  |  | 0 |  | 0
[9 empty] | 0 |  |  | 0 | 0 |  | 0 |  |  | 0 |  | 0 |  | 0 | 0 | 0 | 0 |  |  | 0 |  | 0
Grand Totals
[9 empty] | 0 |  |  | 0 | 0 |  | 0 |  |  | 0 |  | 0 |  | 0 | 0 | 0 | 0 |  |  | 0 |  | 0
|  | Cross Check | 0 |  |  |  |  | 5/8 Typ X Total | 407758 | SF |  | 0 | 0 |  | 0 |  |  | 0 |  | 0 |  | 0 | 0 | 407758 | 0 |  |  | 0 |  | 0
[8 empty] | RC Channel Total | 121260 | SF |  | 0 | 0 |  | 0 |  |  | 0 |  | 0 |  | 0 | 0 | 121260 | 0 |  |  | 0 |  | 0
[5 empty] | Rounded For Estimate |  |  | 5/8 Typ X Total | 407760 | SF |  | 0 | 0 |  | 0 |  |  | 0 |  | 0 |  | 0 | 0 | 407760 | 0 |  |  | 0 |  | 0
[8 empty] | RC Channel Total | 121300 | SF |  | 0 | 0 |  | 0 |  |  | 0 |  | 0 |  | 0 | 0 | 121300 | 0 |  |  | 0 |  | 0
[9 empty] | 0 |  |  | 0 | 0 |  | 0 |  |  | 0 |  | 0 |  | 0 | 0 | 0 | 0 |  |  | 0 |  | 0
[9 empty] | 0 |  |  | 0 | 0 |  | 0 |  |  | 0 |  | 0 |  | 0 | 0 | 0 | 0 |  |  | 0 |  | 0
[9 empty] | 0 |  |  | 0 | 0 |  | 0 |  |  | 0 |  | 0 |  | 0 | 0 | 0 | 0 |  |  | 0 |  | 0
|  | TOTAL | [9 empty] | 0 | 0 |  | 0 | 0 |  | 0 |  | 0 | [7 empty] | 0 |  | 0
[29 empty] | FUEL SURCHARGE | 0
[15 empty] | CROSSCHECK: | OK
0
[11 empty] | TOTAL MANHOURS | 0
[11 empty] | TOTAL SF OF BLDG | 0 | [5 empty] | ADD / DEDUCT
[11 empty] | MHRS PER SF | [6 empty] | SUBTOTAL |  | 0
[18 empty] | FEE | 3.95% | 0
[11 empty] | $ / SF | #DIV/0! | [5 empty] | DIRECT O.H. ADJUSTMENT
[18 empty] | WARRANTY RESERVE / HOLDBACK |  | 0
CONTRACTOR'S CONTINGENCY
[18 empty] | ESTIMATE TOTAL |  | 0
BID ITEM 999 TOTAL
Adjust
|  | Total to be Allocated | [6 empty] | 0
Total
Adjust (not allocating)
|  | Less Allocated | [6 empty] | 0
|  | Base Less Allocated | [6 empty] | 0

## Div 09 Paint
[20 empty] | (less allocated) | ALLW
[13 empty] | 75 | [5 empty] | Plug | 0 | B/O | 0
Location | Material | Description | Length (FT) or Area (SF) | Height (FT) | Width (FT) | Sides/Count | Waste | Conversion | Quantity | U/M | Unit Labor | Est. MH's | MH Dollars | Unit Mat'l | Mat'l Dollars | Equip. Dollars | Sub Unit | Sub | (P) | Line Subtotal | NIC | Allocated OH&P | Total | Unit Quantity | Unit Dollar | Comments | Unit Weight | Weight | Unit Freight C/WT. | Freight
[9 empty] | 0 |  |  | 0 | 0 |  | 0 |  |  | 0 |  | 0 |  | 0 | 0 | 0 | 0 |  |  | 0 |  | 0
[9 empty] | 0 |  |  | 0 | 0 |  | 0 |  |  | 0 |  | 0 |  | 0 | 0 | 0 | 0 |  |  | 0 |  | 0
ELC TI Paint
[12 empty] | -- | -- |  | -- |  |  | -- |  | -- |  | 0 | 0 | 0 | 0 |  |  | 0 |  | 0
ELC TI |  | E2 - Ext Wall | 400 | 10 | 1 | 1 | 105% | 1 | 4200 | SF |  | 0 | 0 |  | 0 |  |  | 0 |  | 0 |  | 0 | 0 | 4200 | 0 |  |  | 0 |  | 0
ELC TI |  | W5 - Bottom Plate | 10 | 10 | 1 | 2 | 105% | 1 | 210 | SF |  | 0 | 0 |  | 0 |  |  | 0 |  | 0 |  | 0 | 0 | 210 | 0 |  |  | 0 |  | 0
ELC TI |  | W4A - Bottom Plate | 241 | 10 | 1 | 2 | 105% | 1 | 5061 | SF |  | 0 | 0 |  | 0 |  |  | 0 |  | 0 |  | 0 | 0 | 5061 | 0 |  |  | 0 |  | 0
ELC TI |  | W1 - Unit Separation Wall | 179 | 10 | 1 | 2 | 105% | 1 | 3759 | SF |  | 0 | 0 |  | 0 |  |  | 0 |  | 0 |  | 0 | 0 | 3759 | 0 |  |  | 0 |  | 0
ELC TI |  | W2 - Corridor Wall | 194 | 10 | 1 | 2 | 105% | 1 | 4074 | SF |  | 0 | 0 |  | 0 |  |  | 0 |  | 0 |  | 0 | 0 | 4074 | 0 |  |  | 0 |  | 0
ELC TI |  | W7A - Int Wall | 311 | 10 | 1 | 2 | 105% | 1 | 6531 | SF |  | 0 | 0 |  | 0 |  |  | 0 |  | 0 |  | 0 | 0 | 6531 | 0 |  |  | 0 |  | 0
ELC TI |  | W1 - Unit Separation Wall | 179 | 10 | 1 | 2 | 105% | 1 | 3759 | SF |  | 0 | 0 |  | 0 |  |  | 0 |  | 0 |  | 0 | 0 | 3759 | 0 |  |  | 0 |  | 0
ELC TI |  | W2 - Corridor Wall | 194 | 10 | 1 | 2 | 105% | 1 | 4074 | SF |  | 0 | 0 |  | 0 |  |  | 0 |  | 0 |  | 0 | 0 | 4074 | 0 |  |  | 0 |  | 0
ELC TI |  | Floor Ceiling Assembly | 8993 | 1 | 1 | 1 | 105% | 1 | 9443 | SF |  | 0 | 0 |  | 0 |  |  | 0 |  | 0 |  | 0 | 0 | 9443 | 0 |  |  | 0 |  | 0
|  | Cross Check | 0 |  |  |  |  | Paint Total | 41111 | SF |  | 0 | 0 |  | 0 |  |  | 0 |  | 0 |  | 0 | 0 | 41111 | 0 |  |  | 0 |  | 0
[8 empty] | Paint Rounded For Estimate | 41150 | SF |  | 0 | 0 |  | 0 |  |  | 0 |  | 0 |  | 0 | 0 | 41150 | 0 |  |  | 0 |  | 0
Residential GWB
Res - Basement |  | E2 - Ext Wall | 36 | 10 | 1 | 1 | 105% | 1 | 378 | SF |  | 0 | 0 |  | 0 |  |  | 0 |  | 0 |  | 0 | 0 | 378 | 0 |  |  | 0 |  | 0
Res - Basement |  | W3 - Int Wall | 8 | 10 | 1 | 2 | 105% | 1 | 168 | SF |  | 0 | 0 |  | 0 |  |  | 0 |  | 0 |  | 0 | 0 | 168 | 0 |  |  | 0 |  | 0
Res - Basement |  | W4A - Stair Wall | 74 | 10 | 1 | 2 | 105% | 1 | 1554 | SF |  | 0 | 0 |  | 0 |  |  | 0 |  | 0 |  | 0 | 0 | 1554 | 0 |  |  | 0 |  | 0
Res - Basement |  | W5 - Stair Partition | 27 | 10 | 1 | 2 | 105% | 1 | 567 | SF |  | 0 | 0 |  | 0 |  |  | 0 |  | 0 |  | 0 | 0 | 567 | 0 |  |  | 0 |  | 0
Res - Basement |  | W7A - Int Wall | 272 | 10 | 1 | 2 | 105% | 1 | 5712 | SF |  | 0 | 0 |  | 0 |  |  | 0 |  | 0 |  | 0 | 0 | 5712 | 0 |  |  | 0 |  | 0
|  | Cross Check | 0 |  |  |  |  | Paint Total | 8379 | SF |  | 0 | 0 |  | 0 |  |  | 0 |  | 0 |  | 0 | 0 | 8379 | 0 |  |  | 0 |  | 0
Res - L1 |  | E2 - Ext Wall | 519 | 9 | 1 | 1 | 105% | 1 | 4905 | SF |  | 0 | 0 |  | 0 |  |  | 0 |  | 0 |  | 0 | 0 | 4905 | 0 |  |  | 0 |  | 0
Res - L1 |  | W1 - Unit Separation Wall | 205 | 9 | 1 | 2 | 105% | 1 | 3875 | SF |  | 0 | 0 |  | 0 |  |  | 0 |  | 0 |  | 0 | 0 | 3875 | 0 |  |  | 0 |  | 0
Res - L1 |  | W2 - Corridor Wall | 460 | 9 | 1 | 2 | 105% | 1 | 8694 | SF |  | 0 | 0 |  | 0 |  |  | 0 |  | 0 |  | 0 | 0 | 8694 | 0 |  |  | 0 |  | 0
Res - L1 |  | W3 - Int Wall | 346 | 9 | 1 | 2 | 105% | 1 | 6540 | SF |  | 0 | 0 |  | 0 |  |  | 0 |  | 0 |  | 0 | 0 | 6540 | 0 |  |  | 0 |  | 0
Res - L1 |  | W4A - Stair Wall | 64 | 9 | 1 | 2 | 105% | 1 | 1210 | SF |  | 0 | 0 |  | 0 |  |  | 0 |  | 0 |  | 0 | 0 | 1210 | 0 |  |  | 0 |  | 0
Res - L1 |  | W5 - Stair Partition | 10 | 9 | 1 | 2 | 105% | 1 | 189 | SF |  | 0 | 0 |  | 0 |  |  | 0 |  | 0 |  | 0 | 0 | 189 | 0 |  |  | 0 |  | 0
Res - L1 |  | W7 - Int Wall | 612 | 9 | 1 | 2 | 105% | 1 | 11567 | SF |  | 0 | 0 |  | 0 |  |  | 0 |  | 0 |  | 0 | 0 | 11567 | 0 |  |  | 0 |  | 0
Res - L1 |  | W8 - Int Wall | 144 | 9 | 1 | 1 | 105% | 1 | 1361 | SF |  | 0 | 0 |  | 0 |  |  | 0 |  | 0 |  | 0 | 0 | 1361 | 0 |  |  | 0 |  | 0
Res - L1 |  | W8A - Int Wall | 154 | 9 | 1 | 1 | 105% | 1 | 1456 | SF |  | 0 | 0 |  | 0 |  |  | 0 |  | 0 |  | 0 | 0 | 1456 | 0 |  |  | 0 |  | 0
|  | Cross Check | 0 |  |  |  |  | Paint Total | 39797 | SF |  | 0 | 0 |  | 0 |  |  | 0 |  | 0 |  | 0 | 0 | 39797 | 0 |  |  | 0 |  | 0
Res - L2 |  | E2 - Ext Wall | 890 | 9 | 1 | 1 | 105% | 1 | 8411 | SF |  | 0 | 0 |  | 0 |  |  | 0 |  | 0 |  | 0 | 0 | 8411 | 0 |  |  | 0 |  | 0
Res - L2 |  | W1 - Unit Separation Wall | 521 | 9 | 1 | 2 | 105% | 1 | 9847 | SF |  | 0 | 0 |  | 0 |  |  | 0 |  | 0 |  | 0 | 0 | 9847 | 0 |  |  | 0 |  | 0
Res - L2 |  | W2 - Corridor Wall | 686 | 9 | 1 | 2 | 105% | 1 | 12966 | SF |  | 0 | 0 |  | 0 |  |  | 0 |  | 0 |  | 0 | 0 | 12966 | 0 |  |  | 0 |  | 0
Res - L2 |  | W3 - Int Wall | 835 | 9 | 1 | 2 | 105% | 1 | 15782 | SF |  | 0 | 0 |  | 0 |  |  | 0 |  | 0 |  | 0 | 0 | 15782 | 0 |  |  | 0 |  | 0
Res - L2 |  | W4A - Stair Wall | 184 | 9 | 1 | 2 | 105% | 1 | 3478 | SF |  | 0 | 0 |  | 0 |  |  | 0 |  | 0 |  | 0 | 0 | 3478 | 0 |  |  | 0 |  | 0
Res - L2 |  | W5 - Stair Partition | 20 | 9 | 1 | 2 | 105% | 1 | 378 | SF |  | 0 | 0 |  | 0 |  |  | 0 |  | 0 |  | 0 | 0 | 378 | 0 |  |  | 0 |  | 0
Res - L2 |  | W7 - Int Wall | 1261 | 9 | 1 | 2 | 105% | 1 | 23833 | SF |  | 0 | 0 |  | 0 |  |  | 0 |  | 0 |  | 0 | 0 | 23833 | 0 |  |  | 0 |  | 0
Res - L2 |  | W8 - Int Wall | 78 | 9 | 1 | 2 | 105% | 1 | 1475 | SF |  | 0 | 0 |  | 0 |  |  | 0 |  | 0 |  | 0 | 0 | 1475 | 0 |  |  | 0 |  | 0
Res - L2 |  | W8A - Int Wall | 418 | 9 | 1 | 1 | 105% | 1 | 3951 | SF |  | 0 | 0 |  | 0 |  |  | 0 |  | 0 |  | 0 | 0 | 3951 | 0 |  |  | 0 |  | 0
|  | Cross Check | 0 |  | L2 Total |  |  | Paint Total | 80121 | SF |  | 0 | 0 |  | 0 |  |  | 0 |  | 0 |  | 0 | 0 | 80121 | 0 |  |  | 0 |  | 0
[5 empty] | L3 Total |  |  | Paint Total | 80121 | SF |  | 0 | 0 |  | 0 |  |  | 0 |  | 0 |  | 0 | 0 | 80121 | 0 |  |  | 0 |  | 0
[5 empty] | L4 Total |  |  | Paint Total | 80121 | SF |  | 0 | 0 |  | 0 |  |  | 0 |  | 0 |  | 0 | 0 | 80121 | 0 |  |  | 0 |  | 0
Floor 2 | 5/8 Type C | Floor Ceiling Assembly | 8993 | 1 | 1 | 1 | 105% | 1 | 9443 | SF |  | 0 | 0 |  | 0 |  |  | 0 |  | 0 |  | 0 | 0 | 9443 | 0 |  |  | 0 |  | 0
Floor 2 | 5/8 Type C | Floor Ceiling Assembly | 12902 | 1 | 1 | 1 | 105% | 1 | 13548 | SF |  | 0 | 0 |  | 0 |  |  | 0 |  | 0 |  | 0 | 0 | 13548 | 0 |  |  | 0 |  | 0
Floor 3 | 5/8 Type C | Floor Ceiling Assembly | 20870 | 1 | 1 | 1 | 105% | 1 | 21914 | SF |  | 0 | 0 |  | 0 |  |  | 0 |  | 0 |  | 0 | 0 | 21914 | 0 |  |  | 0 |  | 0
Floor 4 | 5/8 Type C | Floor Ceiling Assembly | 20870 | 1 | 1 | 1 | 105% | 1 | 21914 | SF |  | 0 | 0 |  | 0 |  |  | 0 |  | 0 |  | 0 | 0 | 21914 | 0 |  |  | 0 |  | 0
Roof | 5/8 Type X | Roof Ceiling Assembly | 22264 | 1 | 1 | 1 | 105% | 1 | 23378 | SF |  | 0 | 0 |  | 0 |  |  | 0 |  | 0 |  | 0 | 0 | 23378 | 0 |  |  | 0 |  | 0
[9 empty] | 0 |  |  | 0 | 0 |  | 0 |  |  | 0 |  | 0 |  | 0 | 0 | 0 | 0 |  |  | 0 |  | 0
|  | Cross Check | 0 |  |  | Floor/Ceiling Total |  | Paint Total | 90197 | SF |  | 0 | 0 |  | 0 |  |  | 0 |  | 0 |  | 0 | 0 | 90197 | 0 |  |  | 0 |  | 0
[12 empty] | 0 | 0 |  | 0 |  |  | 0 |  | 0 |  | 0 | 0 | 0 | 0 |  |  | 0 |  | 0
[9 empty] | 0 |  |  | 0 | 0 |  | 0 |  |  | 0 |  | 0 |  | 0 | 0 | 0 | 0 |  |  | 0 |  | 0
Residential Grand Totals
[9 empty] | 0 |  |  | 0 | 0 |  | 0 |  |  | 0 |  | 0 |  | 0 | 0 | 0 | 0 |  |  | 0 |  | 0
|  | Cross Check | 0 |  |  |  |  | Paint Total | 378736 | SF |  | 0 | 0 |  | 0 |  |  | 0 |  | 0 |  | 0 | 0 | 378736 | 0 |  |  | 0 |  | 0
[5 empty] | Rounded For Estimate | Rounded For Estimate |  | Paint Total | 378750 | SF |  | 0 | 0 |  | 0 |  |  | 0 |  | 0 |  | 0 | 0 | 378750 | 0 |  |  | 0 |  | 0
[9 empty] | 0 |  |  | 0 | 0 |  | 0 |  |  | 0 |  | 0 |  | 0 | 0 | 0 | 0 |  |  | 0 |  | 0
[9 empty] | 0 |  |  | 0 | 0 |  | 0 |  |  | 0 |  | 0 |  | 0 | 0 | 0 | 0 |  |  | 0 |  | 0
[9 empty] | 0 |  |  | 0 | 0 |  | 0 |  |  | 0 |  | 0 |  | 0 | 0 | 0 | 0 |  |  | 0 |  | 0
|  | TOTAL | [9 empty] | 0 | 0 |  | 0 | 0 |  | 0 |  | 0 | [7 empty] | 0 |  | 0
[29 empty] | FUEL SURCHARGE | 0
[15 empty] | CROSSCHECK: | OK
0
[11 empty] | TOTAL MANHOURS | 0
[11 empty] | TOTAL SF OF BLDG | 0 | [5 empty] | ADD / DEDUCT
[11 empty] | MHRS PER SF | [6 empty] | SUBTOTAL |  | 0
[18 empty] | FEE | 3.95% | 0
[11 empty] | $ / SF | #DIV/0! | [5 empty] | DIRECT O.H. ADJUSTMENT
[18 empty] | WARRANTY RESERVE / HOLDBACK |  | 0
CONTRACTOR'S CONTINGENCY
[18 empty] | ESTIMATE TOTAL |  | 0
BID ITEM 999 TOTAL
Adjust
|  | Total to be Allocated | [6 empty] | 0
Total
Adjust (not allocating)
|  | Less Allocated | [6 empty] | 0
|  | Base Less Allocated | [6 empty] | 0

## Div 10
[20 empty] | (less allocated) | ALLW
[13 empty] | 75 | [5 empty] | Plug | 0 | B/O | 0
Drawing | Detail | Description | Length (FT) or Area (SF) | Height (FT) | Width (FT) | Sides/Count | Waste | Conversion | Quantity | U/M | Unit Labor | Est. MH's | MH Dollars | Unit Mat'l | Mat'l Dollars | Equip. Dollars | Sub Unit | Sub | (P) | Line Subtotal | NIC | Allocated OH&P | Total | Unit Quantity | Unit Dollar | Comments | Unit Weight | Weight | Unit Freight C/WT. | Freight
[12 empty] | -- | -- |  | -- |  |  | -- |  | -- |  | 0 | 0 | 0 | 0 |  |  | 0 |  | 0
[12 empty] | -- | -- |  | -- |  |  | -- |  | -- |  | 0 | 0 | 0 | 0 |  |  | 0 |  | 0
Bath Accessories - Residential
|  | Grab Bars | [6 empty] | 15 |  | 0.4 | 6 | 450 | 50 | 750 |  |  | 0 |  | 1200 |  | 0 | 1200 | 15 | 80 |  |  | 0 |  | 0
|  | TP Holder | [6 empty] | 93 |  | 0.4 | 37 | 2775 | 40 | 3720 |  |  | 0 |  | 6495 |  | 0 | 6495 | 93 | 69.8387 |  |  | 0 |  | 0
|  | Shower Curtain Rod | [6 empty] | 93 |  | 0.4 | 37 | 2775 | 40 | 3720 |  |  | 0 |  | 6495 |  | 0 | 6495 | 93 | 69.8387 |  |  | 0 |  | 0
|  | Towel Bar | [6 empty] | 93 |  | 0.4 | 37 | 2775 | 40 | 3720 |  |  | 0 |  | 6495 |  | 0 | 6495 | 93 | 69.8387 |  |  | 0 |  | 0
|  | Robe Hook | [6 empty] | 93 |  | 0.4 | 37 | 2775 | 25 | 2325 |  |  | 0 |  | 5100 |  | 0 | 5100 | 93 | 54.8387 |  |  | 0 |  | 0
|  | Mirror | [6 empty] | 93 |  | 1 | 93 | 6975 | 100 | 9300 |  |  | 0 |  | 16275 |  | 0 | 16275 | 93 | 175 |  |  | 0 |  | 0
|  | Recessed Medicine Cabinet | [6 empty] | 93 |  | 0.4 | 37 | 2775 | 70 | 6510 |  |  | 0 |  | 9285 |  | 0 | 9285 | 93 | 99.8387 |  |  | 0 |  | 0
|  | Public Bathroom | [6 empty] | 1 |  | 8 | 8 | 600 | 800 | 800 |  |  | 0 |  | 1400 |  | 0 | 1400 | 1 | 1400 |  |  | 0 |  | 0
[9 empty] | 0 |  |  | 0 | 0 |  | 0 |  |  | 0 |  | 0 |  | 0 | 0 | 0 | 0 |  |  | 0 |  | 0
[11 empty] | Totals | 292 | 21900 | 1165 | 30845 |  |  |  |  | 52745
Bath Accessories - ELC
|  | Classrooms | [6 empty] | 4 |  | 6 | 24 | 1800 | 800 | 3200 |  |  | 0 |  | 5000 |  | 0 | 5000 | 4 | 1250 |  |  | 0 |  | 0
|  | Public | [6 empty] | 2 |  | 8 | 16 | 1200 | 900 | 1800 |  |  | 0 |  | 3000 |  | 0 | 3000 | 2 | 1500 |  |  | 0 |  | 0
[9 empty] | 0 |  |  | 0 | 0 |  | 0 |  |  | 0 |  | 0 |  | 0 | 0 | 0 | 0 |  |  | 0 |  | 0
[9 empty] | 0 |  |  | 0 | 0 |  | 0 |  |  | 0 |  | 0 |  | 0 | 0 | 0 | 0 |  |  | 0 |  | 0
[11 empty] | Totals | 40 | 3000 | 1700 | 5000 |  |  |  |  | 8000
Wire Shelving - Residential
|  | Unit Type B1 | 16 | 1 | 1 | 25 | 105% | 1 | 420 | LF |  | 0 | 0 |  | 0 |  |  | 0 |  | 0 |  | 0 | 0 | 420 | 0 |  |  | 0 |  | 0
|  | Unit Type B2 | 36.5 | 1 | 1 | 21 | 105% | 1 | 805 | LF |  | 0 | 0 |  | 0 |  |  | 0 |  | 0 |  | 0 | 0 | 805 | 0 |  |  | 0 |  | 0
|  | Unit Type B3 | 66 | 1 | 1 | 15 | 105% | 1 | 1040 | LF |  | 0 | 0 |  | 0 |  |  | 0 |  | 0 |  | 0 | 0 | 1040 | 0 |  |  | 0 |  | 0
|  | Unit Type B4 | 12 | 1 | 1 | 4 | 105% | 1 | 51 | LF |  | 0 | 0 |  | 0 |  |  | 0 |  | 0 |  | 0 | 0 | 51 | 0 |  |  | 0 |  | 0
|  | Unit Type B5 | 17 | 1 | 1 | 3 | 105% | 1 | 54 | LF |  | 0 | 0 |  | 0 |  |  | 0 |  | 0 |  | 0 | 0 | 54 | 0 |  |  | 0 |  | 0
|  | Unit Type B6 | 42 | 1 | 1 | 2 | 105% | 1 | 89 | LF |  | 0 | 0 |  | 0 |  |  | 0 |  | 0 |  | 0 | 0 | 89 | 0 |  |  | 0 |  | 0
|  | Unit Type B7 | 34 | 1 | 1 | 3 | 105% | 1 | 108 | LF |  | 0 | 0 |  | 0 |  |  | 0 |  | 0 |  | 0 | 0 | 108 | 0 |  |  | 0 |  | 0
|  | Unit Type A1 | 9 | 1 | 1 | 2 | 105% | 1 | 19 | LF |  | 0 | 0 |  | 0 |  |  | 0 |  | 0 |  | 0 | 0 | 19 | 0 |  |  | 0 |  | 0
|  | Unit Type A2 | 64 | 1 | 1 | 1 | 105% | 1 | 68 | LF |  | 0 | 0 |  | 0 |  |  | 0 |  | 0 |  | 0 | 0 | 68 | 0 |  |  | 0 |  | 0
|  | Unit Type A3 | 48 | 1 | 1 | 1 | 105% | 1 | 51 | LF |  | 0 | 0 |  | 0 |  |  | 0 |  | 0 |  | 0 | 0 | 51 | 0 |  |  | 0 |  | 0
[9 empty] | 0 |  |  | 0 | 0 |  | 0 |  |  | 0 |  | 0 |  | 0 | 0 | 0 | 0 |  |  | 0 |  | 0
[8 empty] | Total Shelving | 2705 | LF |  | 0 | 0 |  | 0 |  |  | 0 |  | 0 |  | 0 | 0 | 2705 | 0 |  |  | 0 |  | 0
[9 empty] | 0 |  |  | 0 | 0 |  | 0 |  |  | 0 |  | 0 |  | 0 | 0 | 0 | 0 |  |  | 0 |  | 0
[9 empty] | 0 |  |  | 0 | 0 |  | 0 |  |  | 0 |  | 0 |  | 0 | 0 | 0 | 0 |  |  | 0 |  | 0
[9 empty] | 0 |  |  | 0 | 0 |  | 0 |  |  | 0 |  | 0 |  | 0 | 0 | 0 | 0 |  |  | 0 |  | 0
[9 empty] | 0 |  |  | 0 | 0 |  | 0 |  |  | 0 |  | 0 |  | 0 | 0 | 0 | 0 |  |  | 0 |  | 0
[9 empty] | 0 |  |  | 0 | 0 |  | 0 |  |  | 0 |  | 0 |  | 0 | 0 | 0 | 0 |  |  | 0 |  | 0
[9 empty] | 0 |  |  | 0 | 0 |  | 0 |  |  | 0 |  | 0 |  | 0 | 0 | 0 | 0 |  |  | 0 |  | 0
[9 empty] | 0 |  |  | 0 | 0 |  | 0 |  |  | 0 |  | 0 |  | 0 | 0 | 0 | 0 |  |  | 0 |  | 0
[9 empty] | 0 |  |  | 0 | 0 |  | 0 |  |  | 0 |  | 0 |  | 0 | 0 | 0 | 0 |  |  | 0 |  | 0
[9 empty] | 0 |  |  | 0 | 0 |  | 0 |  |  | 0 |  | 0 |  | 0 | 0 | 0 | 0 |  |  | 0 |  | 0
[9 empty] | 0 |  |  | 0 | 0 |  | 0 |  |  | 0 |  | 0 |  | 0 | 0 | 0 | 0 |  |  | 0 |  | 0
[9 empty] | 0 |  |  | 0 | 0 |  | 0 |  |  | 0 |  | 0 |  | 0 | 0 | 0 | 0 |  |  | 0 |  | 0
[9 empty] | 0 |  |  | 0 | 0 |  | 0 |  |  | 0 |  | 0 |  | 0 | 0 | 0 | 0 |  |  | 0 |  | 0
[9 empty] | 0 |  |  | 0 | 0 |  | 0 |  |  | 0 |  | 0 |  | 0 | 0 | 0 | 0 |  |  | 0 |  | 0
[9 empty] | 0 |  |  | 0 | 0 |  | 0 |  |  | 0 |  | 0 |  | 0 | 0 | 0 | 0 |  |  | 0 |  | 0
[9 empty] | 0 |  |  | 0 | 0 |  | 0 |  |  | 0 |  | 0 |  | 0 | 0 | 0 | 0 |  |  | 0 |  | 0
[9 empty] | 0 |  |  | 0 | 0 |  | 0 |  |  | 0 |  | 0 |  | 0 | 0 | 0 | 0 |  |  | 0 |  | 0
[9 empty] | 0 |  |  | 0 | 0 |  | 0 |  |  | 0 |  | 0 |  | 0 | 0 | 0 | 0 |  |  | 0 |  | 0
[9 empty] | 0 |  |  | 0 | 0 |  | 0 |  |  | 0 |  | 0 |  | 0 | 0 | 0 | 0 |  |  | 0 |  | 0
[9 empty] | 0 |  |  | 0 | 0 |  | 0 |  |  | 0 |  | 0 |  | 0 | 0 | 0 | 0 |  |  | 0 |  | 0
[9 empty] | 0 |  |  | 0 | 0 |  | 0 |  |  | 0 |  | 0 |  | 0 | 0 | 0 | 0 |  |  | 0 |  | 0
[9 empty] | 0 |  |  | 0 | 0 |  | 0 |  |  | 0 |  | 0 |  | 0 | 0 | 0 | 0 |  |  | 0 |  | 0
[9 empty] | 0 |  |  | 0 | 0 |  | 0 |  |  | 0 |  | 0 |  | 0 | 0 | 0 | 0 |  |  | 0 |  | 0
[9 empty] | 0 |  |  | 0 | 0 |  | 0 |  |  | 0 |  | 0 |  | 0 | 0 | 0 | 0 |  |  | 0 |  | 0
|  | TOTAL | [9 empty] | 664 | 49800 |  | 71690 | 0 |  | 0 |  | 121490 | [7 empty] | 0 |  | 0
[29 empty] | FUEL SURCHARGE | 0
[15 empty] | CROSSCHECK: | OK
0
[11 empty] | TOTAL MANHOURS | 664
[11 empty] | TOTAL SF OF BLDG | 0 | [5 empty] | ADD / DEDUCT
[11 empty] | MHRS PER SF | [6 empty] | SUBTOTAL |  | 121490
[18 empty] | FEE | 3.95% | 4799
[11 empty] | $ / SF | #DIV/0! | [5 empty] | DIRECT O.H. ADJUSTMENT
[18 empty] | WARRANTY RESERVE / HOLDBACK |  | 0
CONTRACTOR'S CONTINGENCY
[18 empty] | ESTIMATE TOTAL |  | 126289
BID ITEM 999 TOTAL
Adjust
|  | Total to be Allocated | [6 empty] | 0
Total
Adjust (not allocating)
|  | Less Allocated | [6 empty] | 0
|  | Base Less Allocated | [6 empty] | 0

## Div 12
[20 empty] | (less allocated) | ALLW
[13 empty] | 75 | [5 empty] | Plug | 0 | B/O | 0
Drawing | Detail | Description | Length (FT) or Area (SF) | Height (FT) | Width (FT) | Sides/Count | Waste | Conversion | Quantity | U/M | Unit Labor | Est. MH's | MH Dollars | Unit Mat'l | Mat'l Dollars | Equip. Dollars | Sub Unit | Sub | (P) | Line Subtotal | NIC | Allocated OH&P | Total | Unit Quantity | Unit Dollar | Comments | Unit Weight | Weight | Unit Freight C/WT. | Freight
[12 empty] | -- | -- |  | -- |  |  | -- |  | -- |  | 0 | 0 | 0 | 0 |  |  | 0 |  | 0
[12 empty] | -- | -- |  | -- |  |  | -- |  | -- |  | 0 | 0 | 0 | 0 |  |  | 0 |  | 0
Casework - ELC TI
|  | Lowers | 117 | 1 | 1 | 1 | 105% | 1 | 123 | LF |  | 0 | 0 |  | 0 |  |  | 0 |  | 0 |  | 0 | 0 | 123 | 0 |  |  | 0 |  | 0
|  | Uppers | 78 | 1 | 1 | 1 | 105% | 1 | 82 | LF |  | 0 | 0 |  | 0 |  |  | 0 |  | 0 |  | 0 | 0 | 82 | 0 |  |  | 0 |  | 0
|  | Kitchen - Lowers | [6 empty] | 14 | LF |  | 0 | 0 |  | 0 |  |  | 0 |  | 0 |  | 0 | 0 | 14 | 0 |  |  | 0 |  | 0
|  | Kitchen - Uppers | [6 empty] | 18 | LF |  | 0 | 0 |  | 0 |  |  | 0 |  | 0 |  | 0 | 0 | 18 | 0 |  |  | 0 |  | 0
|  | Cubbies | [6 empty] | 7 | EA |  | 0 | 0 |  | 0 |  |  | 0 |  | 0 |  | 0 | 0 | 7 | 0 |  |  | 0 |  | 0
[9 empty] | 0 |  |  | 0 | 0 |  | 0 |  |  | 0 |  | 0 |  | 0 | 0 | 0 | 0 |  |  | 0 |  | 0
[8 empty] | Total Lowers | 137 | LF |  | 0 | 0 |  | 0 |  |  | 0 |  | 0 |  | 0 | 0 | 137 | 0 |  |  | 0 |  | 0
[8 empty] | Total Uppers | 100 | LF |  | 0 | 0 |  | 0 |  |  | 0 |  | 0 |  | 0 | 0 | 100 | 0 |  |  | 0 |  | 0
[9 empty] | 0 |  |  | 0 | 0 |  | 0 |  |  | 0 |  | 0 |  | 0 | 0 | 0 | 0 |  |  | 0 |  | 0
[8 empty] | Total | 237 | LF |  | 0 | 0 |  | 0 |  |  | 0 |  | 0 |  | 0 | 0 | 237 | 0 |  |  | 0 |  | 0
[9 empty] | 0 |  |  | 0 | 0 |  | 0 |  |  | 0 |  | 0 |  | 0 | 0 | 0 | 0 |  |  | 0 |  | 0
Countertops - ELC TI
|  | Lowers | 117 | 1 | 2 | 1 | 105% | 1 | 246 | SF |  | 0 | 0 |  | 0 |  |  | 0 |  | 0 |  | 0 | 0 | 246 | 0 |  |  | 0 |  | 0
|  | Kitchen - Lowers | 14 | 1 | 2 | 1 | 105% | 1 | 30 | SF |  | 0 | 0 |  | 0 |  |  | 0 |  | 0 |  | 0 | 0 | 30 | 0 |  |  | 0 |  | 0
[9 empty] | 0 |  |  | 0 | 0 |  | 0 |  |  | 0 |  | 0 |  | 0 | 0 | 0 | 0 |  |  | 0 |  | 0
[8 empty] | Total Countertops | 276 | SF |  | 0 | 0 |  | 0 |  |  | 0 |  | 0 |  | 0 | 0 | 276 | 0 |  |  | 0 |  | 0
[9 empty] | 0 |  |  | 0 | 0 |  | 0 |  |  | 0 |  | 0 |  | 0 | 0 | 0 | 0 |  |  | 0 |  | 0
Casework - Res
|  | Unit Type B1 - Lowers | 14 | 1 | 1 | 25 | 105% | 1 | 368 | LF |  | 0 | 0 |  | 0 |  |  | 0 |  | 0 |  | 0 | 0 | 368 | 0 |  |  | 0 |  | 0
|  | Unit Type B1 - Uppers | 10.5 | 1 | 1 | 25 | 105% | 1 | 276 | LF |  | 0 | 0 |  | 0 |  |  | 0 |  | 0 |  | 0 | 0 | 276 | 0 |  |  | 0 |  | 0
|  | Unit Type B2 - Lowers | 15 | 1 | 1 | 21 | 105% | 1 | 331 | LF |  | 0 | 0 |  | 0 |  |  | 0 |  | 0 |  | 0 | 0 | 331 | 0 |  |  | 0 |  | 0
|  | Unit Type B2 - Uppers | 21 | 1 | 1 | 21 | 105% | 1 | 464 | LF |  | 0 | 0 |  | 0 |  |  | 0 |  | 0 |  | 0 | 0 | 464 | 0 |  |  | 0 |  | 0
|  | Unit Type B3 - Lowers | 21 | 1 | 1 | 15 | 105% | 1 | 331 | LF |  | 0 | 0 |  | 0 |  |  | 0 |  | 0 |  | 0 | 0 | 331 | 0 |  |  | 0 |  | 0
|  | Unit Type B3 - Uppers | 21 | 1 | 1 | 15 | 105% | 1 | 331 | LF |  | 0 | 0 |  | 0 |  |  | 0 |  | 0 |  | 0 | 0 | 331 | 0 |  |  | 0 |  | 0
|  | Unit Type B4 - Lowers | 15.5 | 1 | 1 | 4 | 105% | 1 | 66 | LF |  | 0 | 0 |  | 0 |  |  | 0 |  | 0 |  | 0 | 0 | 66 | 0 |  |  | 0 |  | 0
|  | Unit Type B4 - Uppers | 18 | 1 | 1 | 4 | 105% | 1 | 76 | LF |  | 0 | 0 |  | 0 |  |  | 0 |  | 0 |  | 0 | 0 | 76 | 0 |  |  | 0 |  | 0
|  | Unit Type B5 - Lowers | 14.5 | 1 | 1 | 3 | 105% | 1 | 46 | LF |  | 0 | 0 |  | 0 |  |  | 0 |  | 0 |  | 0 | 0 | 46 | 0 |  |  | 0 |  | 0
|  | Unit Type B5 - Uppers | 17.5 | 1 | 1 | 3 | 105% | 1 | 56 | LF |  | 0 | 0 |  | 0 |  |  | 0 |  | 0 |  | 0 | 0 | 56 | 0 |  |  | 0 |  | 0
|  | Unit Type B6 - Lowers | 18 | 1 | 1 | 2 | 105% | 1 | 38 | LF |  | 0 | 0 |  | 0 |  |  | 0 |  | 0 |  | 0 | 0 | 38 | 0 |  |  | 0 |  | 0
|  | Unit Type B6 - Uppers | 18 | 1 | 1 | 2 | 105% | 1 | 38 | LF |  | 0 | 0 |  | 0 |  |  | 0 |  | 0 |  | 0 | 0 | 38 | 0 |  |  | 0 |  | 0
|  | Unit Type B7 - Lowers | 13.5 | 1 | 1 | 3 | 105% | 1 | 43 | LF |  | 0 | 0 |  | 0 |  |  | 0 |  | 0 |  | 0 | 0 | 43 | 0 |  |  | 0 |  | 0
|  | Unit Type B7 - Uppers | 10.5 | 1 | 1 | 3 | 105% | 1 | 34 | LF |  | 0 | 0 |  | 0 |  |  | 0 |  | 0 |  | 0 | 0 | 34 | 0 |  |  | 0 |  | 0
|  | Unit Type A1 - Lowers | 16.5 | 1 | 1 | 2 | 105% | 1 | 35 | LF |  | 0 | 0 |  | 0 |  |  | 0 |  | 0 |  | 0 | 0 | 35 | 0 |  |  | 0 |  | 0
|  | Unit Type A1 - Uppers | 17 | 1 | 1 | 2 | 105% | 1 | 36 | LF |  | 0 | 0 |  | 0 |  |  | 0 |  | 0 |  | 0 | 0 | 36 | 0 |  |  | 0 |  | 0
|  | Unit Type A2 - Lowers | 17 | 1 | 1 | 1 | 105% | 1 | 18 | LF |  | 0 | 0 |  | 0 |  |  | 0 |  | 0 |  | 0 | 0 | 18 | 0 |  |  | 0 |  | 0
|  | Unit Type A2 - Uppers | 18 | 1 | 1 | 1 | 105% | 1 | 19 | LF |  | 0 | 0 |  | 0 |  |  | 0 |  | 0 |  | 0 | 0 | 19 | 0 |  |  | 0 |  | 0
|  | Unit Type A3 - Lowers | 17 | 1 | 1 | 1 | 105% | 1 | 18 | LF |  | 0 | 0 |  | 0 |  |  | 0 |  | 0 |  | 0 | 0 | 18 | 0 |  |  | 0 |  | 0
|  | Unit Type A3 - Uppers | 18 | 1 | 1 | 1 | 105% | 1 | 19 | LF |  | 0 | 0 |  | 0 |  |  | 0 |  | 0 |  | 0 | 0 | 19 | 0 |  |  | 0 |  | 0
|  | Community Kitchen - Lowers | 10 | 1 | 1 | 1 | 105% | 1 | 11 | LF |  | 0 | 0 |  | 0 |  |  | 0 |  | 0 |  | 0 | 0 | 11 | 0 |  |  | 0 |  | 0
|  | Community Kitchen - Uppers | 14 | 1 | 1 | 1 | 105% | 1 | 15 | LF |  | 0 | 0 |  | 0 |  |  | 0 |  | 0 |  | 0 | 0 | 15 | 0 |  |  | 0 |  | 0
[9 empty] | 0 |  |  | 0 | 0 |  | 0 |  |  | 0 |  | 0 |  | 0 | 0 | 0 | 0 |  |  | 0 |  | 0
|  | Crosscheck | 0 |  |  |  |  | Total Lowers | 1305 | LF |  | 0 | 0 |  | 0 |  |  | 0 |  | 0 |  | 0 | 0 | 1305 | 0 |  |  | 0 |  | 0
[8 empty] | Total Uppers | 1364 | LF |  | 0 | 0 |  | 0 |  |  | 0 |  | 0 |  | 0 | 0 | 1364 | 0 |  |  | 0 |  | 0
[9 empty] | 0 |  |  | 0 | 0 |  | 0 |  |  | 0 |  | 0 |  | 0 | 0 | 0 | 0 |  |  | 0 |  | 0
[8 empty] | Total | 2669 | LF |  | 0 | 0 |  | 0 |  |  | 0 |  | 0 |  | 0 | 0 | 2669 | 0 |  |  | 0 |  | 0
[9 empty] | 0 |  |  | 0 | 0 |  | 0 |  |  | 0 |  | 0 |  | 0 | 0 | 0 | 0 |  |  | 0 |  | 0
[9 empty] | 0 |  |  | 0 | 0 |  | 0 |  |  | 0 |  | 0 |  | 0 | 0 | 0 | 0 |  |  | 0 |  | 0
Countertops - Res
|  | Unit Type B1 - Lowers | 14 | 1 | 2 | 25 | 105% | 1 | 735 | SF |  | 0 | 0 |  | 0 |  |  | 0 |  | 0 |  | 0 | 0 | 735 | 0 |  |  | 0 |  | 0
|  | Unit Type B2 - Lowers | 15 | 1 | 2 | 21 | 105% | 1 | 662 | SF |  | 0 | 0 |  | 0 |  |  | 0 |  | 0 |  | 0 | 0 | 662 | 0 |  |  | 0 |  | 0
|  | Unit Type B3 - Lowers | 21 | 1 | 2 | 15 | 105% | 1 | 662 | SF |  | 0 | 0 |  | 0 |  |  | 0 |  | 0 |  | 0 | 0 | 662 | 0 |  |  | 0 |  | 0
|  | Unit Type B4 - Lowers | 15.5 | 1 | 2 | 4 | 105% | 1 | 131 | SF |  | 0 | 0 |  | 0 |  |  | 0 |  | 0 |  | 0 | 0 | 131 | 0 |  |  | 0 |  | 0
|  | Unit Type B5 - Lowers | 14.5 | 1 | 2 | 3 | 105% | 1 | 92 | SF |  | 0 | 0 |  | 0 |  |  | 0 |  | 0 |  | 0 | 0 | 92 | 0 |  |  | 0 |  | 0
|  | Unit Type B6 - Lowers | 18 | 1 | 2 | 2 | 105% | 1 | 76 | SF |  | 0 | 0 |  | 0 |  |  | 0 |  | 0 |  | 0 | 0 | 76 | 0 |  |  | 0 |  | 0
|  | Unit Type B7 - Lowers | 13.5 | 1 | 2 | 3 | 105% | 1 | 86 | SF |  | 0 | 0 |  | 0 |  |  | 0 |  | 0 |  | 0 | 0 | 86 | 0 |  |  | 0 |  | 0
|  | Unit Type A1 - Lowers | 16.5 | 1 | 2 | 2 | 105% | 1 | 70 | SF |  | 0 | 0 |  | 0 |  |  | 0 |  | 0 |  | 0 | 0 | 70 | 0 |  |  | 0 |  | 0
|  | Unit Type A2 - Lowers | 17 | 1 | 2 | 1 | 105% | 1 | 36 | SF |  | 0 | 0 |  | 0 |  |  | 0 |  | 0 |  | 0 | 0 | 36 | 0 |  |  | 0 |  | 0
|  | Unit Type A3 - Lowers | 17 | 1 | 2 | 1 | 105% | 1 | 36 | SF |  | 0 | 0 |  | 0 |  |  | 0 |  | 0 |  | 0 | 0 | 36 | 0 |  |  | 0 |  | 0
|  | Community Kitchen - Lowers | 10 | 1 | 2 | 1 | 105% | 1 | 21 | SF |  | 0 | 0 |  | 0 |  |  | 0 |  | 0 |  | 0 | 0 | 21 | 0 |  |  | 0 |  | 0
[9 empty] | 0 |  |  | 0 | 0 |  | 0 |  |  | 0 |  | 0 |  | 0 | 0 | 0 | 0 |  |  | 0 |  | 0
|  | Crosscheck | 0 |  |  |  |  | Total Countertops | 2607 | SF |  | 0 | 0 |  | 0 |  |  | 0 |  | 0 |  | 0 | 0 | 2607 | 0 |  |  | 0 |  | 0
[8 empty] | Rounded For Estimate | 2610 | SF |  | 0 | 0 |  | 0 |  |  | 0 |  | 0 |  | 0 | 0 | 2610 | 0 |  |  | 0 |  | 0
[9 empty] | 0 |  |  | 0 | 0 |  | 0 |  |  | 0 |  | 0 |  | 0 | 0 | 0 | 0 |  |  | 0 |  | 0
[9 empty] | 0 |  |  | 0 | 0 |  | 0 |  |  | 0 |  | 0 |  | 0 | 0 | 0 | 0 |  |  | 0 |  | 0
[9 empty] | 0 |  |  | 0 | 0 |  | 0 |  |  | 0 |  | 0 |  | 0 | 0 | 0 | 0 |  |  | 0 |  | 0
[9 empty] | 0 |  |  | 0 | 0 |  | 0 |  |  | 0 |  | 0 |  | 0 | 0 | 0 | 0 |  |  | 0 |  | 0
[9 empty] | 0 |  |  | 0 | 0 |  | 0 |  |  | 0 |  | 0 |  | 0 | 0 | 0 | 0 |  |  | 0 |  | 0
[9 empty] | 0 |  |  | 0 | 0 |  | 0 |  |  | 0 |  | 0 |  | 0 | 0 | 0 | 0 |  |  | 0 |  | 0
[9 empty] | 0 |  |  | 0 | 0 |  | 0 |  |  | 0 |  | 0 |  | 0 | 0 | 0 | 0 |  |  | 0 |  | 0
[9 empty] | 0 |  |  | 0 | 0 |  | 0 |  |  | 0 |  | 0 |  | 0 | 0 | 0 | 0 |  |  | 0 |  | 0
[9 empty] | 0 |  |  | 0 | 0 |  | 0 |  |  | 0 |  | 0 |  | 0 | 0 | 0 | 0 |  |  | 0 |  | 0
[9 empty] | 0 |  |  | 0 | 0 |  | 0 |  |  | 0 |  | 0 |  | 0 | 0 | 0 | 0 |  |  | 0 |  | 0
[9 empty] | 0 |  |  | 0 | 0 |  | 0 |  |  | 0 |  | 0 |  | 0 | 0 | 0 | 0 |  |  | 0 |  | 0
[9 empty] | 0 |  |  | 0 | 0 |  | 0 |  |  | 0 |  | 0 |  | 0 | 0 | 0 | 0 |  |  | 0 |  | 0
[9 empty] | 0 |  |  | 0 | 0 |  | 0 |  |  | 0 |  | 0 |  | 0 | 0 | 0 | 0 |  |  | 0 |  | 0
[9 empty] | 0 |  |  | 0 | 0 |  | 0 |  |  | 0 |  | 0 |  | 0 | 0 | 0 | 0 |  |  | 0 |  | 0
[9 empty] | 0 |  |  | 0 | 0 |  | 0 |  |  | 0 |  | 0 |  | 0 | 0 | 0 | 0 |  |  | 0 |  | 0
[9 empty] | 0 |  |  | 0 | 0 |  | 0 |  |  | 0 |  | 0 |  | 0 | 0 | 0 | 0 |  |  | 0 |  | 0
|  | TOTAL | [9 empty] | 0 | 0 |  | 0 | 0 |  | 0 |  | 0 | [7 empty] | 0 |  | 0
[29 empty] | FUEL SURCHARGE | 0
[15 empty] | CROSSCHECK: | OK
0
[11 empty] | TOTAL MANHOURS | 0
[11 empty] | TOTAL SF OF BLDG | 0 | [5 empty] | ADD / DEDUCT
[11 empty] | MHRS PER SF | [6 empty] | SUBTOTAL |  | 0
[18 empty] | FEE | 3.95% | 0
[11 empty] | $ / SF | #DIV/0! | [5 empty] | DIRECT O.H. ADJUSTMENT
[18 empty] | WARRANTY RESERVE / HOLDBACK |  | 0
CONTRACTOR'S CONTINGENCY
[18 empty] | ESTIMATE TOTAL |  | 0
BID ITEM 999 TOTAL
Adjust
|  | Total to be Allocated | [6 empty] | 0
Total
Adjust (not allocating)
|  | Less Allocated | [6 empty] | 0
|  | Base Less Allocated | [6 empty] | 0